## FG Units
Item No. | Item Description | 2019 List Price | Series | Category | Accessory Type | Heat Type | Length | 1Ø Voltage | 3Ø Voltage | Hertz | Color | HP | Heat Type Code | Voltage Code | Heat Capacity Code | BTU/kW | # of Mtrs | Mtr Amps | Htr Amps | Temp Rise | MCA | MOP | CFM | FPM | Weight | Accreditations | Mntg Hght Therm Sep | Mntg Hgt Ins Contrl
LPV2 Unheated
LPV225-1UA-OB | LPV225, 1Mtr, 1/6 HP, Unhtd, 115v,1ø,60Hz, Galv, OB | 630 | LPV2 | FG | - | Unheated | 25 | 115 | - | 60 | OB | 1/6 | U | A | - | - | 1 | - | - | - | - | - | - | - | - | - | - | -
LPV225-1UD-OB | LPV225, 1Mtr, 1/6 HP, Unhtd, 208/230v,1ø,60Hz, Galv, OB | 630 | LPV2 | FG | - | Unheated | 25 | 208/230 | - | 60 | OB | 1/6 | U | D | - | - | 1 | - | - | - | - | - | - | - | - | - | - | -
LPV225-1UU-OB | LPV225, 1Mtr, 1/6 HP, Unhtd, 220v,1ø,50Hz, Galv, OB | 655 | LPV2 | FG | - | Unheated | 25 | 220 | - | 50 | OB | 1/6 | U | U | - | - | 1 | - | - | - | - | - | - | - | - | - | - | -
LPV236-1UA-OB | LPV236, 1Mtr, 1/6 HP, Unhtd, 115v,1ø,60Hz, Galv, OB | 760 | LPV2 | FG | - | Unheated | 36 | 115 | - | 60 | OB | 1/6 | U | A | - | - | 1 | - | - | - | - | - | - | - | - | - | - | -
LPV236-1UD-OB | LPV236, 1Mtr, 1/6 HP, Unhtd, 208/230v,1ø,60Hz, Galv, OB | 760 | LPV2 | FG | - | Unheated | 36 | 208/230 | - | 60 | OB | 1/6 | U | D | - | - | 1 | - | - | - | - | - | - | - | - | - | - | -
LPV236-1UU-OB | LPV236, 1Mtr, 1/6 HP, Unhtd, 220v,1ø,50Hz, Galv, OB | 785 | LPV2 | FG | - | Unheated | 36 | 220 | - | 50 | OB | 1/6 | U | U | - | - | 1 | - | - | - | - | - | - | - | - | - | - | -
LPV242-1UA-OB | LPV242, 1Mtr, 1/6 HP, Unhtd, 115v,1ø,60Hz, Galv, OB | 790 | LPV2 | FG | - | Unheated | 42 | 115 | - | 60 | OB | 1/6 | U | A | - | - | 1 | - | - | - | - | - | - | - | - | - | - | -
LPV242-1UD-OB | LPV242, 1Mtr, 1/6 HP, Unhtd, 208/230v,1ø,60Hz, Galv, OB | 790 | LPV2 | FG | - | Unheated | 42 | 208/230 | - | 60 | OB | 1/6 | U | D | - | - | 1 | - | - | - | - | - | - | - | - | - | - | -
LPV242-1UU-OB | LPV242, 1Mtr, 1/6 HP, Unhtd, 220v,1ø,50Hz, Galv, OB | 815 | LPV2 | FG | - | Unheated | 42 | 220 | - | 50 | OB | 1/6 | U | U | - | - | 1 | - | - | - | - | - | - | - | - | - | - | -
LPV248-1UA-OB | LPV248, 1Mtr, 1/6 HP, Unhtd, 115v,1ø,60Hz, Galv, OB | 825 | LPV2 | FG | - | Unheated | 48 | 115 | - | 60 | OB | 1/6 | U | A | - | - | 1 | - | - | - | - | - | - | - | - | - | - | -
LPV248-1UD-OB | LPV248, 1Mtr, 1/6 HP, Unhtd, 208/230v,1ø,60Hz, Galv, OB | 825 | LPV2 | FG | - | Unheated | 48 | 208/230 | - | 60 | OB | 1/6 | U | D | - | - | 1 | - | - | - | - | - | - | - | - | - | - | -
LPV248-1UU-OB | LPV248, 1Mtr, 1/6 HP, Unhtd, 220v,1ø,50Hz, Galv, OB | 850 | LPV2 | FG | - | Unheated | 48 | 220 | - | 50 | OB | 1/6 | U | U | - | - | 1 | - | - | - | - | - | - | - | - | - | - | -
LPV260-1UA-OB | LPV260, 1Mtr, 1/6 HP, Unhtd, 115v,1ø,60Hz, Galv, OB | 860 | LPV2 | FG | - | Unheated | 60 | 115 | - | 60 | OB | 1/6 | U | A | - | - | 1 | - | - | - | - | - | - | - | - | - | - | -
LPV260-1UD-OB | LPV260, 1Mtr, 1/6 HP, Unhtd, 208/230v,1ø,60Hz, Galv, OB | 860 | LPV2 | FG | - | Unheated | 60 | 208/230 | - | 60 | OB | 1/6 | U | D | - | - | 1 | - | - | - | - | - | - | - | - | - | - | -
LPV260-1UU-OB | LPV260, 1Mtr, 1/6 HP, Unhtd, 220v,1ø,50Hz, Galv, OB | 885 | LPV2 | FG | - | Unheated | 60 | 220 | - | 50 | OB | 1/6 | U | U | - | - | 1 | - | - | - | - | - | - | - | - | - | - | -
LPV272-1UA-OB | LPV272, 1Mtr, 1/6 HP, Unhtd, 115v,1ø,60Hz, Galv, OB | 1085 | LPV2 | FG | - | Unheated | 72 | 115 | - | 60 | OB | 1/6 | U | A | - | - | 1 | - | - | - | - | - | - | - | - | - | - | -
LPV272-1UD-OB | LPV272, 1Mtr, 1/6 HP, Unhtd, 208/230v,1ø,60Hz, Galv, OB | 1085 | LPV2 | FG | - | Unheated | 72 | 208/230 | - | 60 | OB | 1/6 | U | D | - | - | 1 | - | - | - | - | - | - | - | - | - | - | -
LPV272-1UU-OB | LPV272, 1Mtr, 1/6 HP, Unhtd, 220v,1ø,50Hz, Galv, OB | 1110 | LPV2 | FG | - | Unheated | 72 | 220 | - | 50 | OB | 1/6 | U | U | - | - | 1 | - | - | - | - | - | - | - | - | - | - | -
LPV284-2UA-OB | LPV284, 2Mtr, 1/6 HP, Unhtd, 115v,1ø,60Hz, Galv, OB | 1635 | LPV2 | FG | - | Unheated | 84 | 115 | - | 60 | OB | 1/6 | U | A | - | - | 2 | - | - | - | - | - | - | - | - | - | - | -
LPV284-2UD-OB | LPV284, 2Mtr, 1/6 HP, Unhtd, 208/230v,1ø,60Hz, Galv, OB | 1635 | LPV2 | FG | - | Unheated | 84 | 208/230 | - | 60 | OB | 1/6 | U | D | - | - | 2 | - | - | - | - | - | - | - | - | - | - | -
LPV284-2UU-OB | LPV284, 2Mtr, 1/6 HP, Unhtd, 220v,1ø,50Hz, Galv, OB | 1685 | LPV2 | FG | - | Unheated | 84 | 220 | - | 50 | OB | 1/6 | U | U | - | - | 2 | - | - | - | - | - | - | - | - | - | - | -
LPV296-2UA-OB | LPV296, 2Mtr, 1/6 HP, Unhtd, 115v,1ø,60Hz, Galv, OB | 1695 | LPV2 | FG | - | Unheated | 96 | 115 | - | 60 | OB | 1/6 | U | A | - | - | 2 | - | - | - | - | - | - | - | - | - | - | -
LPV296-2UD-OB | LPV296, 2Mtr, 1/6 HP, Unhtd, 208/230v,1ø,60Hz, Galv, OB | 1695 | LPV2 | FG | - | Unheated | 96 | 208/230 | - | 60 | OB | 1/6 | U | D | - | - | 2 | - | - | - | - | - | - | - | - | - | - | -
LPV296-2UU-OB | LPV296, 2Mtr, 1/6 HP, Unhtd, 220v,1ø,50Hz, Galv, OB | 1745 | LPV2 | FG | - | Unheated | 96 | 220 | - | 50 | OB | 1/6 | U | U | - | - | 2 | - | - | - | - | - | - | - | - | - | - | -
LPV2108-2UA-OB | LPV2108, 2Mtr, 1/6 HP, Unhtd, 115v,1ø,60Hz, Galv, OB | 1755 | LPV2 | FG | - | Unheated | 108 | 115 | - | 60 | OB | 1/6 | U | A | - | - | 2 | - | - | - | - | - | - | - | - | - | - | -
LPV2108-2UD-OB | LPV2108, 2Mtr, 1/6 HP, Unhtd, 208/230v,1ø,60Hz, Galv, OB | 1755 | LPV2 | FG | - | Unheated | 108 | 208/230 | - | 60 | OB | 1/6 | U | D | - | - | 2 | - | - | - | - | - | - | - | - | - | - | -
LPV2108-2UU-OB | LPV2108, 2Mtr, 1/6 HP, Unhtd, 220v,1ø,50Hz, Galv, OB | 1805 | LPV2 | FG | - | Unheated | 108 | 220 | - | 50 | OB | 1/6 | U | U | - | - | 2 | - | - | - | - | - | - | - | - | - | - | -
LPV2120-2UA-OB | LPV2120, 2Mtr, 1/6 HP, Unhtd, 115v,1ø,60Hz, Galv, OB | 1820 | LPV2 | FG | - | Unheated | 120 | 115 | - | 60 | OB | 1/6 | U | A | - | - | 2 | - | - | - | - | - | - | - | - | - | - | -
LPV2120-2UD-OB | LPV2120, 2Mtr, 1/6 HP, Unhtd, 208/230v,1ø,60Hz, Galv, OB | 1820 | LPV2 | FG | - | Unheated | 120 | 208/230 | - | 60 | OB | 1/6 | U | D | - | - | 2 | - | - | - | - | - | - | - | - | - | - | -
LPV2120-2UU-OB | LPV2120, 2Mtr, 1/6 HP, Unhtd, 220v,1ø,50Hz, Galv, OB | 1870 | LPV2 | FG | - | Unheated | 120 | 220 | - | 50 | OB | 1/6 | U | U | - | - | 2 | - | - | - | - | - | - | - | - | - | - | -
LPV2144-2UA-OB | LPV2144, 2Mtr, 1/6 HP, Unhtd, 115v,1ø,60Hz, Galv, OB | 2240 | LPV2 | FG | - | Unheated | 144 | 115 | - | 60 | OB | 1/6 | U | A | - | - | 2 | - | - | - | - | - | - | - | - | - | - | -
LPV2144-2UD-OB | LPV2144, 2Mtr, 1/6 HP, Unhtd, 208/230v,1ø,60Hz, Galv, OB | 2240 | LPV2 | FG | - | Unheated | 144 | 208/230 | - | 60 | OB | 1/6 | U | D | - | - | 2 | - | - | - | - | - | - | - | - | - | - | -
LPV2144-2UU-OB | LPV2144, 2Mtr, 1/6 HP, Unhtd, 220v,1ø,50Hz, Galv, OB | 2290 | LPV2 | FG | - | Unheated | 144 | 220 | - | 50 | OB | 1/6 | U | U | - | - | 2 | - | - | - | - | - | - | - | - | - | - | -
LPV2 Electric
LPV225-1EBC-OB | LPV225, 1Mtr, 1/6 HP, Elec Htd, 208v,1ø,60Hz, 6.1kW, Galv, OB | 1360 | LPV2 | FG | - | Electric | 25 | 208 | - | 60 | OB | 1/6 | E | B | C | 6.1 | 1 | - | - | - | - | - | - | - | - | - | - | -
LPV225-1ECC-OB | LPV225, 1Mtr, 1/6 HP, Elec Htd, 230v,1ø,60Hz, 6.1kW, Galv, OB | 1360 | LPV2 | FG | - | Electric | 25 | 230 | - | 60 | OB | 1/6 | E | C | C | 6.1 | 1 | - | - | - | - | - | - | - | - | - | - | -
LPV236-1EBC-OB | LPV236, 1Mtr, 1/6 HP, Elec Htd, 208v,1ø,60Hz, 6.1kW, Galv, OB | 1720 | LPV2 | FG | - | Electric | 36 | 208 | - | 60 | OB | 1/6 | E | B | C | 6.1 | 1 | - | - | - | - | - | - | - | - | - | - | -
LPV236-1ECC-OB | LPV236, 1Mtr, 1/6 HP, Elec Htd, 230v,1ø,60Hz, 6.1kW, Galv, OB | 1720 | LPV2 | FG | - | Electric | 36 | 230 | - | 60 | OB | 1/6 | E | C | C | 6.1 | 1 | - | - | - | - | - | - | - | - | - | - | -
LPV236-1EEG-OB | LPV236, 1Mtr, 1/6 HP, Elec Htd, 208v,3ø,60Hz, 10kW, Galv, OB | 1720 | LPV2 | FG | - | Electric | 36 | - | 208 | 60 | OB | 1/6 | E | E | G | 10 | 1 | - | - | - | - | - | - | - | - | - | - | -
LPV236-1EFG-OB | LPV236, 1Mtr, 1/6 HP, Elec Htd, 230v,3ø,60Hz, 10kW, Galv, OB | 1720 | LPV2 | FG | - | Electric | 36 | - | 230 | 60 | OB | 1/6 | E | F | G | 10 | 1 | - | - | - | - | - | - | - | - | - | - | -
LPV236-1EOG-OB | LPV236, 1Mtr, 1/6 HP, Elec Htd, 460v,3ø,60Hz, 10kW, with 115V Mtr, Galv, OB | 1720 | LPV2 | FG | - | Electric | 36 | - | 460 | 60 | OB | 1/6 | E | O | G | 10 | 1 | - | - | - | - | - | - | - | - | - | - | -
LPV236-1EPG-OB | LPV236, 1Mtr, 1/6 HP, Elec Htd, 460v,3ø,60Hz, 10kW, with 208/230V Mtr, Galv, OB | 1720 | LPV2 | FG | - | Electric | 36 | - | 460 | 60 | OB | 1/6 | E | P | G | 10 | 1 | - | - | - | - | - | - | - | - | - | - | -
LPV236-1EQG-OB | LPV236, 1Mtr, 1/6 HP, Elec Htd, 575v,3ø,60Hz, 10kW, with 115V Mtr, Galv, OB | 1720 | LPV2 | FG | - | Electric | 36 | - | 575 | 60 | OB | 1/6 | E | Q | G | 10 | 1 | - | - | - | - | - | - | - | - | - | - | -
LPV236-1ERG-OB | LPV236, 1Mtr, 1/6 HP, Elec Htd, 575v,3ø,60Hz, 10kW, with 208/230V Mtr, Galv, OB | 1720 | LPV2 | FG | - | Electric | 36 | - | 575 | 60 | OB | 1/6 | E | R | G | 10 | 1 | - | - | - | - | - | - | - | - | - | - | -
LPV242-1EBD-OB | LPV242, 1Mtr, 1/6 HP, Elec Htd, 208v,1ø,60Hz, 8kW, Galv, OB | 1795 | LPV2 | FG | - | Electric | 42 | 208 | - | 60 | OB | 1/6 | E | B | D | 8 | 1 | - | - | - | - | - | - | - | - | - | - | -
LPV242-1ECD-OB | LPV242, 1Mtr, 1/6 HP, Elec Htd, 230v,1ø,60Hz, 8kW, Galv, OB | 1795 | LPV2 | FG | - | Electric | 42 | 230 | - | 60 | OB | 1/6 | E | C | D | 8 | 1 | - | - | - | - | - | - | - | - | - | - | -
LPV242-1EEG-OB | LPV242, 1Mtr, 1/6 HP, Elec Htd, 208v,3ø,60Hz, 10kW, Galv, OB | 1795 | LPV2 | FG | - | Electric | 42 | - | 208 | 60 | OB | 1/6 | E | E | G | 10 | 1 | - | - | - | - | - | - | - | - | - | - | -
LPV242-1EFG-OB | LPV242, 1Mtr, 1/6 HP, Elec Htd, 230v,3ø,60Hz, 10kW, Galv, OB | 1795 | LPV2 | FG | - | Electric | 42 | - | 230 | 60 | OB | 1/6 | E | F | G | 10 | 1 | - | - | - | - | - | - | - | - | - | - | -
LPV242-1EOG-OB | LPV242, 1Mtr, 1/6 HP, Elec Htd, 460v,3ø,60Hz, 10kW, with 115V Mtr, Galv, OB | 1795 | LPV2 | FG | - | Electric | 42 | - | 460 | 60 | OB | 1/6 | E | O | G | 10 | 1 | - | - | - | - | - | - | - | - | - | - | -
LPV242-1EPG-OB | LPV242, 1Mtr, 1/6 HP, Elec Htd, 460v,3ø,60Hz, 10kW, with 208/230V Mtr, Galv, OB | 1795 | LPV2 | FG | - | Electric | 42 | - | 460 | 60 | OB | 1/6 | E | P | G | 10 | 1 | - | - | - | - | - | - | - | - | - | - | -
LPV242-1EQG-OB | LPV242, 1Mtr, 1/6 HP, Elec Htd, 575v,3ø,60Hz, 10kW, with 115V Mtr, Galv, OB | 1795 | LPV2 | FG | - | Electric | 42 | - | 575 | 60 | OB | 1/6 | E | Q | G | 10 | 1 | - | - | - | - | - | - | - | - | - | - | -
LPV242-1ERG-OB | LPV242, 1Mtr, 1/6 HP, Elec Htd, 575v,3ø,60Hz, 10kW, with 208/230V Mtr, Galv, OB | 1795 | LPV2 | FG | - | Electric | 42 | - | 575 | 60 | OB | 1/6 | E | R | G | 10 | 1 | - | - | - | - | - | - | - | - | - | - | -
LPV248-1EBD-OB | LPV248, 1Mtr, 1/6 HP, Elec Htd, 208v,1ø,60Hz, 8kW, Galv, OB | 1830 | LPV2 | FG | - | Electric | 48 | 208 | - | 60 | OB | 1/6 | E | B | D | 8 | 1 | - | - | - | - | - | - | - | - | - | - | -
LPV248-1ECD-OB | LPV248, 1Mtr, 1/6 HP, Elec Htd, 230v,1ø,60Hz, 8kW, Galv, OB | 1830 | LPV2 | FG | - | Electric | 48 | 230 | - | 60 | OB | 1/6 | E | C | D | 8 | 1 | - | - | - | - | - | - | - | - | - | - | -
LPV248-1EEI-OB | LPV248, 1Mtr, 1/6 HP, Elec Htd, 208v,3ø,60Hz, 13kW, Galv, OB | 1830 | LPV2 | FG | - | Electric | 48 | - | 208 | 60 | OB | 1/6 | E | E | I | 13 | 1 | - | - | - | - | - | - | - | - | - | - | -
LPV248-1EFI-OB | LPV248, 1Mtr, 1/6 HP, Elec Htd, 230v,3ø,60Hz, 13kW, Galv, OB | 1830 | LPV2 | FG | - | Electric | 48 | - | 230 | 60 | OB | 1/6 | E | F | I | 13 | 1 | - | - | - | - | - | - | - | - | - | - | -
LPV248-1EOI-OB | LPV248, 1Mtr, 1/6 HP, Elec Htd, 460v,3ø,60Hz, 13kW, with 115V Mtr, Galv, OB | 1830 | LPV2 | FG | - | Electric | 48 | - | 460 | 60 | OB | 1/6 | E | O | I | 13 | 1 | - | - | - | - | - | - | - | - | - | - | -
LPV248-1EPI-OB | LPV248, 1Mtr, 1/6 HP, Elec Htd, 460v,3ø,60Hz, 13kW, with 208/230V Mtr, Galv, OB | 1830 | LPV2 | FG | - | Electric | 48 | - | 460 | 60 | OB | 1/6 | E | P | I | 13 | 1 | - | - | - | - | - | - | - | - | - | - | -
LPV248-1EQI-OB | LPV248, 1Mtr, 1/6 HP, Elec Htd, 575v,3ø,60Hz, 13kW, with 115V Mtr, Galv, OB | 1830 | LPV2 | FG | - | Electric | 48 | - | 575 | 60 | OB | 1/6 | E | Q | I | 13 | 1 | - | - | - | - | - | - | - | - | - | - | -
LPV248-1ERI-OB | LPV248, 1Mtr, 1/6 HP, Elec Htd, 575v,3ø,60Hz, 13kW, with 208/230V Mtr, Galv, OB | 1830 | LPV2 | FG | - | Electric | 48 | - | 575 | 60 | OB | 1/6 | E | R | I | 13 | 1 | - | - | - | - | - | - | - | - | - | - | -
LPV260-1EBF-OB | LPV260, 1Mtr, 1/6 HP, Elec Htd, 208v,1ø,60Hz, 9.5kW, Galv, OB | 1880 | LPV2 | FG | - | Electric | 60 | 208 | - | 60 | OB | 1/6 | E | B | F | 9.5 | 1 | - | - | - | - | - | - | - | - | - | - | -
LPV260-1ECF-OB | LPV260, 1Mtr, 1/6 HP, Elec Htd, 230v,1ø,60Hz, 9.5kW, Galv, OB | 1880 | LPV2 | FG | - | Electric | 60 | 230 | - | 60 | OB | 1/6 | E | C | F | 9.5 | 1 | - | - | - | - | - | - | - | - | - | - | -
LPV260-1EEI-OB | LPV260, 1Mtr, 1/6 HP, Elec Htd, 208v,3ø,60Hz, 13kW, Galv, OB | 1880 | LPV2 | FG | - | Electric | 60 | - | 208 | 60 | OB | 1/6 | E | E | I | 13 | 1 | - | - | - | - | - | - | - | - | - | - | -
LPV260-1EFI-OB | LPV260, 1Mtr, 1/6 HP, Elec Htd, 230v,3ø,60Hz, 13kW, Galv, OB | 1880 | LPV2 | FG | - | Electric | 60 | - | 230 | 60 | OB | 1/6 | E | F | I | 13 | 1 | - | - | - | - | - | - | - | - | - | - | -
LPV260-1EOI-OB | LPV260, 1Mtr, 1/6 HP, Elec Htd, 460v,3ø,60Hz, 13kW, with 115V Mtr, Galv, OB | 1880 | LPV2 | FG | - | Electric | 60 | - | 460 | 60 | OB | 1/6 | E | O | I | 13 | 1 | - | - | - | - | - | - | - | - | - | - | -
LPV260-1EPI-OB | LPV260, 1Mtr, 1/6 HP, Elec Htd, 460v,3ø,60Hz, 13kW, with 208/230V Mtr, Galv, OB | 1880 | LPV2 | FG | - | Electric | 60 | - | 460 | 60 | OB | 1/6 | E | P | I | 13 | 1 | - | - | - | - | - | - | - | - | - | - | -
LPV260-1EQI-OB | LPV260, 1Mtr, 1/6 HP, Elec Htd, 575v,3ø,60Hz, 13kW, with 115V Mtr, Galv, OB | 1880 | LPV2 | FG | - | Electric | 60 | - | 575 | 60 | OB | 1/6 | E | Q | I | 13 | 1 | - | - | - | - | - | - | - | - | - | - | -
LPV260-1ERI-OB | LPV260, 1Mtr, 1/6 HP, Elec Htd, 575v,3ø,60Hz, 13kW, with 208/230V Mtr, Galv, OB | 1880 | LPV2 | FG | - | Electric | 60 | - | 575 | 60 | OB | 1/6 | E | R | I | 13 | 1 | - | - | - | - | - | - | - | - | - | - | -
LPV272-1EBF-OB | LPV272, 1Mtr, 1/6 HP, Elec Htd, 208v,1ø,60Hz, 9.5kW, Galv, OB | 1955 | LPV2 | FG | - | Electric | 72 | 208 | - | 60 | OB | 1/6 | E | B | F | 9.5 | 1 | - | - | - | - | - | - | - | - | - | - | -
LPV272-1ECF-OB | LPV272, 1Mtr, 1/6 HP, Elec Htd, 230v,1ø,60Hz, 9.5kW, Galv, OB | 1955 | LPV2 | FG | - | Electric | 72 | 230 | - | 60 | OB | 1/6 | E | C | F | 9.5 | 1 | - | - | - | - | - | - | - | - | - | - | -
LPV272-1EEI-OB | LPV272, 1Mtr, 1/6 HP, Elec Htd, 208v,3ø,60Hz, 13kW, Galv, OB | 1955 | LPV2 | FG | - | Electric | 72 | - | 208 | 60 | OB | 1/6 | E | E | I | 13 | 1 | - | - | - | - | - | - | - | - | - | - | -
LPV272-1EFI-OB | LPV272, 1Mtr, 1/6 HP, Elec Htd, 230v,3ø,60Hz, 13kW, Galv, OB | 1955 | LPV2 | FG | - | Electric | 72 | - | 230 | 60 | OB | 1/6 | E | F | I | 13 | 1 | - | - | - | - | - | - | - | - | - | - | -
LPV272-1EOI-OB | LPV272, 1Mtr, 1/6 HP, Elec Htd, 460v,3ø,60Hz, 13kW, with 115V Mtr, Galv, OB | 1955 | LPV2 | FG | - | Electric | 72 | - | 460 | 60 | OB | 1/6 | E | O | I | 13 | 1 | - | - | - | - | - | - | - | - | - | - | -
LPV272-1EPI-OB | LPV272, 1Mtr, 1/6 HP, Elec Htd, 460v,3ø,60Hz, 13kW, with 208/230V Mtr, Galv, OB | 1955 | LPV2 | FG | - | Electric | 72 | - | 460 | 60 | OB | 1/6 | E | P | I | 13 | 1 | - | - | - | - | - | - | - | - | - | - | -
LPV272-1EQI-OB | LPV272, 1Mtr, 1/6 HP, Elec Htd, 575v,3ø,60Hz, 13kW, with 115V Mtr, Galv, OB | 1955 | LPV2 | FG | - | Electric | 72 | - | 575 | 60 | OB | 1/6 | E | Q | I | 13 | 1 | - | - | - | - | - | - | - | - | - | - | -
LPV272-1ERI-OB | LPV272, 1Mtr, 1/6 HP, Elec Htd, 575v,3ø,60Hz, 13kW, with 208/230V Mtr, Galv, OB | 1955 | LPV2 | FG | - | Electric | 72 | - | 575 | 60 | OB | 1/6 | E | R | I | 13 | 1 | - | - | - | - | - | - | - | - | - | - | -
LPV284-2EEM-OB | LPV284, 2Mtr, 1/6 HP, Elec Htd, 208v,3ø,60Hz, 20kW, Galv, OB | 2775 | LPV2 | FG | - | Electric | 84 | - | 208 | 60 | OB | 1/6 | E | E | M | 20 | 2 | - | - | - | - | - | - | - | - | - | - | -
LPV284-2EFM-OB | LPV284, 2Mtr, 1/6 HP, Elec Htd, 230v,3ø,60Hz, 20kW, Galv, OB | 2775 | LPV2 | FG | - | Electric | 84 | - | 230 | 60 | OB | 1/6 | E | F | M | 20 | 2 | - | - | - | - | - | - | - | - | - | - | -
LPV284-2EOM-OB | LPV284, 2Mtr, 1/6 HP, Elec Htd, 460v,3ø,60Hz, 20kW, with 115V Mtr, Galv, OB | 2775 | LPV2 | FG | - | Electric | 84 | - | 460 | 60 | OB | 1/6 | E | O | M | 20 | 2 | - | - | - | - | - | - | - | - | - | - | -
LPV284-2EPM-OB | LPV284, 2Mtr, 1/6 HP, Elec Htd, 460v,3ø,60Hz, 20kW, with 208/230V Mtr, Galv, OB | 2775 | LPV2 | FG | - | Electric | 84 | - | 460 | 60 | OB | 1/6 | E | P | M | 20 | 2 | - | - | - | - | - | - | - | - | - | - | -
LPV284-2EQM-OB | LPV284, 2Mtr, 1/6 HP, Elec Htd, 575v,3ø,60Hz, 20kW, with 115V Mtr, Galv, OB | 2775 | LPV2 | FG | - | Electric | 84 | - | 575 | 60 | OB | 1/6 | E | Q | M | 20 | 2 | - | - | - | - | - | - | - | - | - | - | -
LPV284-2ERM-OB | LPV284, 2Mtr, 1/6 HP, Elec Htd, 575v,3ø,60Hz, 20kW, with 208/230V Mtr, Galv, OB | 2775 | LPV2 | FG | - | Electric | 84 | - | 575 | 60 | OB | 1/6 | E | R | M | 20 | 2 | - | - | - | - | - | - | - | - | - | - | -
LPV296-2EEO-OB | LPV296, 2Mtr, 1/6 HP, Elec Htd, 208v,3ø,60Hz, 26kW, Galv, OB | 3025 | LPV2 | FG | - | Electric | 96 | - | 208 | 60 | OB | 1/6 | E | E | O | 26 | 2 | - | - | - | - | - | - | - | - | - | - | -
LPV296-2EFO-OB | LPV296, 2Mtr, 1/6 HP, Elec Htd, 230v,3ø,60Hz, 26kW, Galv, OB | 3025 | LPV2 | FG | - | Electric | 96 | - | 230 | 60 | OB | 1/6 | E | F | O | 26 | 2 | - | - | - | - | - | - | - | - | - | - | -
LPV296-2EOO-OB | LPV296, 2Mtr, 1/6 HP, Elec Htd, 460v,3ø,60Hz, 26kW, with 115V Mtr, Galv, OB | 3025 | LPV2 | FG | - | Electric | 96 | - | 460 | 60 | OB | 1/6 | E | O | O | 26 | 2 | - | - | - | - | - | - | - | - | - | - | -
LPV296-2EPO-OB | LPV296, 2Mtr, 1/6 HP, Elec Htd, 460v,3ø,60Hz, 26kW, with 208/230V Mtr, Galv, OB | 3025 | LPV2 | FG | - | Electric | 96 | - | 460 | 60 | OB | 1/6 | E | P | O | 26 | 2 | - | - | - | - | - | - | - | - | - | - | -
LPV296-2EQO-OB | LPV296, 2Mtr, 1/6 HP, Elec Htd, 575v,3ø,60Hz, 26kW, with 115V Mtr, Galv, OB | 3025 | LPV2 | FG | - | Electric | 96 | - | 575 | 60 | OB | 1/6 | E | Q | O | 26 | 2 | - | - | - | - | - | - | - | - | - | - | -
LPV296-2ERO-OB | LPV296, 2Mtr, 1/6 HP, Elec Htd, 575v,3ø,60Hz, 26kW, with 208/230V Mtr, Galv, OB | 3025 | LPV2 | FG | - | Electric | 96 | - | 575 | 60 | OB | 1/6 | E | R | O | 26 | 2 | - | - | - | - | - | - | - | - | - | - | -
LPV2108-2EEO-OB | LPV2108, 2Mtr, 1/6 HP, Elec Htd, 208v,3ø,60Hz, 26kW, Galv, OB | 3280 | LPV2 | FG | - | Electric | 108 | - | 208 | 60 | OB | 1/6 | E | E | O | 26 | 2 | - | - | - | - | - | - | - | - | - | - | -
LPV2108-2EFO-OB | LPV2108, 2Mtr, 1/6 HP, Elec Htd, 230v,3ø,60Hz, 26kW, Galv, OB | 3280 | LPV2 | FG | - | Electric | 108 | - | 230 | 60 | OB | 1/6 | E | F | O | 26 | 2 | - | - | - | - | - | - | - | - | - | - | -
LPV2108-2EOO-OB | LPV2108, 2Mtr, 1/6 HP, Elec Htd, 460v,3ø,60Hz, 26kW, with 115V Mtr, Galv, OB | 3280 | LPV2 | FG | - | Electric | 108 | - | 460 | 60 | OB | 1/6 | E | O | O | 26 | 2 | - | - | - | - | - | - | - | - | - | - | -
LPV2108-2EPO-OB | LPV2108, 2Mtr, 1/6 HP, Elec Htd, 460v,3ø,60Hz, 26kW, with 208/230V Mtr, Galv, OB | 3280 | LPV2 | FG | - | Electric | 108 | - | 460 | 60 | OB | 1/6 | E | P | O | 26 | 2 | - | - | - | - | - | - | - | - | - | - | -
LPV2108-2EQO-OB | LPV2108, 2Mtr, 1/6 HP, Elec Htd, 575v,3ø,60Hz, 26kW, with 115V Mtr, Galv, OB | 3280 | LPV2 | FG | - | Electric | 108 | - | 575 | 60 | OB | 1/6 | E | Q | O | 26 | 2 | - | - | - | - | - | - | - | - | - | - | -
LPV2108-2ERO-OB | LPV2108, 2Mtr, 1/6 HP, Elec Htd, 575v,3ø,60Hz, 26kW, with 208/230V Mtr, Galv, OB | 3280 | LPV2 | FG | - | Electric | 108 | - | 575 | 60 | OB | 1/6 | E | R | O | 26 | 2 | - | - | - | - | - | - | - | - | - | - | -
LPV2120-2EEO-OB | LPV2120, 2Mtr, 1/6 HP, Elec Htd, 208v,3ø,60Hz, 26kW, Galv, OB | 3530 | LPV2 | FG | - | Electric | 120 | - | 208 | 60 | OB | 1/6 | E | E | O | 26 | 2 | - | - | - | - | - | - | - | - | - | - | -
LPV2120-2EFO-OB | LPV2120, 2Mtr, 1/6 HP, Elec Htd, 230v,3ø,60Hz, 26kW, Galv, OB | 3530 | LPV2 | FG | - | Electric | 120 | - | 230 | 60 | OB | 1/6 | E | F | O | 26 | 2 | - | - | - | - | - | - | - | - | - | - | -
LPV2120-2EOO-OB | LPV2120, 2Mtr, 1/6 HP, Elec Htd, 460v,3ø,60Hz, 26kW, with 115V Mtr, Galv, OB | 3530 | LPV2 | FG | - | Electric | 120 | - | 460 | 60 | OB | 1/6 | E | O | O | 26 | 2 | - | - | - | - | - | - | - | - | - | - | -
LPV2120-2EPO-OB | LPV2120, 2Mtr, 1/6 HP, Elec Htd, 460v,3ø,60Hz, 26kW, with 208/230V Mtr, Galv, OB | 3530 | LPV2 | FG | - | Electric | 120 | - | 460 | 60 | OB | 1/6 | E | P | O | 26 | 2 | - | - | - | - | - | - | - | - | - | - | -
LPV2120-2EQO-OB | LPV2120, 2Mtr, 1/6 HP, Elec Htd, 575v,3ø,60Hz, 26kW, with 115V Mtr, Galv, OB | 3530 | LPV2 | FG | - | Electric | 120 | - | 575 | 60 | OB | 1/6 | E | Q | O | 26 | 2 | - | - | - | - | - | - | - | - | - | - | -
LPV2120-2ERO-OB | LPV2120, 2Mtr, 1/6 HP, Elec Htd, 575v,3ø,60Hz, 26kW, with 208/230V Mtr, Galv, OB | 3530 | LPV2 | FG | - | Electric | 120 | - | 575 | 60 | OB | 1/6 | E | R | O | 26 | 2 | - | - | - | - | - | - | - | - | - | - | -
LPV2144-2EEO-OB | LPV2144, 2Mtr, 1/6 HP, Elec Htd, 208v,3ø,60Hz, 26kW, Galv, OB | 3780 | LPV2 | FG | - | Electric | 144 | - | 208 | 60 | OB | 1/6 | E | E | O | 26 | 2 | - | - | - | - | - | - | - | - | - | - | -
LPV2144-2EFO-OB | LPV2144, 2Mtr, 1/6 HP, Elec Htd, 230v,3ø,60Hz, 26kW, Galv, OB | 3780 | LPV2 | FG | - | Electric | 144 | - | 230 | 60 | OB | 1/6 | E | F | O | 26 | 2 | - | - | - | - | - | - | - | - | - | - | -
LPV2144-2EOO-OB | LPV2144, 2Mtr, 1/6 HP, Elec Htd, 460v,3ø,60Hz, 26kW, with 115V Mtr, Galv, OB | 3780 | LPV2 | FG | - | Electric | 144 | - | 460 | 60 | OB | 1/6 | E | O | O | 26 | 2 | - | - | - | - | - | - | - | - | - | - | -
LPV2144-2EPO-OB | LPV2144, 2Mtr, 1/6 HP, Elec Htd, 460v,3ø,60Hz, 26kW, with 208/230V Mtr, Galv, OB | 3780 | LPV2 | FG | - | Electric | 144 | - | 460 | 60 | OB | 1/6 | E | P | O | 26 | 2 | - | - | - | - | - | - | - | - | - | - | -
LPV2144-2EQO-OB | LPV2144, 2Mtr, 1/6 HP, Elec Htd, 575v,3ø,60Hz, 26kW, with 115V Mtr, Galv, OB | 3780 | LPV2 | FG | - | Electric | 144 | - | 575 | 60 | OB | 1/6 | E | Q | O | 26 | 2 | - | - | - | - | - | - | - | - | - | - | -
LPV2144-2ERO-OB | LPV2144, 2Mtr, 1/6 HP, Elec Htd, 575v,3ø,60Hz, 26kW, with 208/230V Mtr, Galv, OB | 3780 | LPV2 | FG | - | Electric | 144 | - | 575 | 60 | OB | 1/6 | E | R | O | 26 | 2 | - | - | - | - | - | - | - | - | - | - | -
LPV2 HW-S
LPV236-1VA-OB | LPV236, 1Mtr, 1/6 HP, HW/S Htd, 1 Row, 115v,1ø, 60Hz, Galv,O. Blk | 1445 | LPV2 | FG | - | HW/S | 36 | 115 | - | 60 | OB | 1/6 | V | A | - | 25 | 1 | - | - | - | - | - | - | - | - | - | - | -
LPV236-1VD-OB | LPV236, 1Mtr, 1/6 HP, HW/S Htd, 1 Row, 208/230v,1ø, 60Hz, Galv,O. Blk | 1445 | LPV2 | FG | - | HW/S | 36 | 208/230 | - | 60 | OB | 1/6 | V | D | - | 25 | 1 | - | - | - | - | - | - | - | - | - | - | -
LPV236-1VU-OB | LPV236, 1Mtr, 1/6 HP, HW/S Htd, 1 Row, 220v,1ø,50Hz, Galv, OB | 1470 | LPV2 | FG | - | HW/S | 36 | 220 | - | 50 | OB | 1/6 | V | U | - | 25 | 1 | - | - | - | - | - | - | - | - | - | - | -
LPV242-1VA-OB | LPV242, 1Mtr, 1/6 HP, HW/S Htd, 1 Row, 115v,1ø, 60Hz, Galv,O. Blk | 1480 | LPV2 | FG | - | HW/S | 42 | 115 | - | 60 | OB | 1/6 | V | A | - | 30 | 1 | - | - | - | - | - | - | - | - | - | - | -
LPV242-1VD-OB | LPV242, 1Mtr, 1/6 HP, HW/S Htd, 1 Row, 208/230v,1ø, 60Hz, Galv,O. Blk | 1480 | LPV2 | FG | - | HW/S | 42 | 208/230 | - | 60 | OB | 1/6 | V | D | - | 30 | 1 | - | - | - | - | - | - | - | - | - | - | -
LPV242-1VU-OB | LPV242, 1Mtr, 1/6 HP, HW/S Htd, 1 Row, 220v,1ø,50Hz, Galv, OB | 1505 | LPV2 | FG | - | HW/S | 42 | 220 | - | 50 | OB | 1/6 | V | U | - | 30 | 1 | - | - | - | - | - | - | - | - | - | - | -
LPV248-1VA-OB | LPV248, 1Mtr, 1/6 HP, HW/S Htd, 1 Row, 115v,1ø, 60Hz, Galv,O. Blk | 1515 | LPV2 | FG | - | HW/S | 48 | 115 | - | 60 | OB | 1/6 | V | A | - | 34 | 1 | - | - | - | - | - | - | - | - | - | - | -
LPV248-1VD-OB | LPV248, 1Mtr, 1/6 HP, HW/S Htd, 1 Row, 208/230v,1ø, 60Hz, Galv,O. Blk | 1515 | LPV2 | FG | - | HW/S | 48 | 208/230 | - | 60 | OB | 1/6 | V | D | - | 34 | 1 | - | - | - | - | - | - | - | - | - | - | -
LPV248-1VU-OB | LPV248, 1Mtr, 1/6 HP, HW/S Htd, 1 Row, 220v,1ø,50Hz, Galv, OB | 1540 | LPV2 | FG | - | HW/S | 48 | 220 | - | 50 | OB | 1/6 | V | U | - | 34 | 1 | - | - | - | - | - | - | - | - | - | - | -
LPV260-1VA-OB | LPV260, 1Mtr, 1/6 HP, HW/S Htd, 1 Row, 115v,1ø, 60Hz, Galv,O. Blk | 1865 | LPV2 | FG | - | HW/S | 60 | 115 | - | 60 | OB | 1/6 | V | A | - | 44 | 1 | - | - | - | - | - | - | - | - | - | - | -
LPV260-1VD-OB | LPV260, 1Mtr, 1/6 HP, HW/S Htd, 1 Row, 208/230v,1ø, 60Hz, Galv,O. Blk | 1865 | LPV2 | FG | - | HW/S | 60 | 208/230 | - | 60 | OB | 1/6 | V | D | - | 44 | 1 | - | - | - | - | - | - | - | - | - | - | -
LPV260-1VU-OB | LPV260, 1Mtr, 1/6 HP, HW/S Htd, 1 Row, 220v,1ø,50Hz, Galv, OB | 1890 | LPV2 | FG | - | HW/S | 60 | 220 | - | 50 | OB | 1/6 | V | U | - | 44 | 1 | - | - | - | - | - | - | - | - | - | - | -
LPV272-1VA-OB | LPV272, 1Mtr, 1/6 HP, HW/S Htd, 1 Row, 115v,1ø, 60Hz, Galv,O. Blk | 2025 | LPV2 | FG | - | HW/S | 72 | 115 | - | 60 | OB | 1/6 | V | A | - | 54 | 1 | - | - | - | - | - | - | - | - | - | - | -
LPV272-1VD-OB | LPV272, 1Mtr, 1/6 HP, HW/S Htd, 1 Row, 208/230v,1ø, 60Hz, Galv,O. Blk | 2025 | LPV2 | FG | - | HW/S | 72 | 208/230 | - | 60 | OB | 1/6 | V | D | - | 54 | 1 | - | - | - | - | - | - | - | - | - | - | -
LPV272-1VU-OB | LPV272, 1Mtr, 1/6 HP, HW/S Htd, 1 Row, 220v,1ø,50Hz, Galv, OB | 2050 | LPV2 | FG | - | HW/S | 72 | 220 | - | 50 | OB | 1/6 | V | U | - | 54 | 1 | - | - | - | - | - | - | - | - | - | - | -
LPV284-2VA-OB | LPV284, 2Mtr, 1/6 HP, HW/S Htd, 1 Row, 115v,1ø, 60Hz, Galv,O. Blk | 3085 | LPV2 | FG | - | HW/S | 84 | 115 | - | 60 | OB | 1/6 | V | A | - | 58 | 2 | - | - | - | - | - | - | - | - | - | - | -
LPV284-2VD-OB | LPV284, 2Mtr, 1/6 HP, HW/S Htd, 1 Row, 208/230v,1ø, 60Hz, Galv,O. Blk | 3085 | LPV2 | FG | - | HW/S | 84 | 208/230 | - | 60 | OB | 1/6 | V | D | - | 58 | 2 | - | - | - | - | - | - | - | - | - | - | -
LPV284-2VU-OB | LPV284, 2Mtr, 1/6 HP, HW/S Htd, 1 Row, 220v,1ø,50Hz, Galv, OB | 3135 | LPV2 | FG | - | HW/S | 84 | 220 | - | 50 | OB | 1/6 | V | U | - | 58 | 2 | - | - | - | - | - | - | - | - | - | - | -
LPV296-2VA-OB | LPV296, 2Mtr, 1/6 HP, HW/S Htd, 1 Row, 115v,1ø, 60Hz, Galv,O. Blk | 3125 | LPV2 | FG | - | HW/S | 96 | 115 | - | 60 | OB | 1/6 | V | A | - | 66 | 2 | - | - | - | - | - | - | - | - | - | - | -
LPV296-2VD-OB | LPV296, 2Mtr, 1/6 HP, HW/S Htd, 1 Row, 208/230v,1ø, 60Hz, Galv,O. Blk | 3125 | LPV2 | FG | - | HW/S | 96 | 208/230 | - | 60 | OB | 1/6 | V | D | - | 66 | 2 | - | - | - | - | - | - | - | - | - | - | -
LPV296-2VU-OB | LPV296, 2Mtr, 1/6 HP, HW/S Htd, 1 Row, 220v,1ø,50Hz, Galv, OB | 3175 | LPV2 | FG | - | HW/S | 96 | 220 | - | 50 | OB | 1/6 | V | U | - | 66 | 2 | - | - | - | - | - | - | - | - | - | - | -
LPV2108-2VA-OB | LPV2108, 2Mtr, 1/6 HP, HW/S Htd, 1 Row, 115v,1ø, 60Hz, Galv,O. Blk | 3145 | LPV2 | FG | - | HW/S | 108 | 220 | - | 60 | OB | 1/6 | V | A | - | 76 | 2 | - | - | - | - | - | - | - | - | - | - | -
LPV2108-2VD-OB | LPV2108, 2Mtr, 1/6 HP, HW/S Htd, 1 Row, 208/230v,1ø, 60Hz, Galv,O. Blk | 3145 | LPV2 | FG | - | HW/S | 108 | 208/230 | - | 60 | OB | 1/6 | V | D | - | 76 | 2 | - | - | - | - | - | - | - | - | - | - | -
LPV2108-2VU-OB | LPV2108, 2Mtr, 1/6 HP, HW/S Htd, 1 Row, 220v,1ø,50Hz, Galv, OB | 3195 | LPV2 | FG | - | HW/S | 108 | 220 | - | 50 | OB | 1/6 | V | U | - | 76 | 2 | - | - | - | - | - | - | - | - | - | - | -
LPV2120-2VA-OB | LPV2120, 2Mtr, 1/6 HP, HW/S Htd, 1 Row, 115v,1ø, 60Hz, Galv,O. Blk | 3195 | LPV2 | FG | - | HW/S | 120 | 115 | - | 60 | OB | 1/6 | V | A | - | 86 | 2 | - | - | - | - | - | - | - | - | - | - | -
LPV2120-2VD-OB | LPV2120, 2Mtr, 1/6 HP, HW/S Htd, 1 Row, 208/230v,1ø, 60Hz, Galv,O. Blk | 3195 | LPV2 | FG | - | HW/S | 120 | 208/230 | - | 60 | OB | 1/6 | V | D | - | 86 | 2 | - | - | - | - | - | - | - | - | - | - | -
LPV2120-2VU-OB | LPV2120, 2Mtr, 1/6 HP, HW/S Htd, 1 Row, 220v,1ø,50Hz, Galv, OB | 3245 | LPV2 | FG | - | HW/S | 120 | 220 | - | 50 | OB | 1/6 | V | U | - | 86 | 2 | - | - | - | - | - | - | - | - | - | - | -
LPV2144-2VA-OB | LPV2144, 2Mtr, 1/6 HP, HW/S Htd, 1 Row, 115v,1ø, 60Hz, Galv,O. Blk | 3255 | LPV2 | FG | - | HW/S | 144 | 115 | - | 60 | OB | 1/6 | V | A | - | 105 | 2 | - | - | - | - | - | - | - | - | - | - | -
LPV2144-2VD-OB | LPV2144, 2Mtr, 1/6 HP, HW/S Htd, 1 Row, 208/230v,1ø, 60Hz, Galv,O. Blk | 3255 | LPV2 | FG | - | HW/S | 144 | 208/230 | - | 60 | OB | 1/6 | V | D | - | 105 | 2 | - | - | - | - | - | - | - | - | - | - | -
LPV2144-2VU-OB | LPV2144, 2Mtr, 1/6 HP, HW/S Htd, 1 Row, 220v,1ø,50Hz, Galv, OB | 3305 | LPV2 | FG | - | HW/S | 144 | 220 | - | 50 | OB | 1/6 | V | U | - | 105 | 2 | - | - | - | - | - | - | - | - | - | - | -
LPN2 Unheated
LPN225-1UA-OB | LPN225, 1Mtr, 1/6 HP, Unhtd, 115v,1ø,60Hz, Galv, OB | 630 | LPN2 | FG | - | Unheated | 25 | 115 | - | 60 | OB | 1/6 | U | A | - | - | 1 | - | - | - | - | - | - | - | - | - | - | -
LPN225-1UD-OB | LPN225, 1Mtr, 1/6 HP, Unhtd, 208/230v,1ø,60Hz, Galv, OB | 630 | LPN2 | FG | - | Unheated | 25 | 208/230 | - | 60 | OB | 1/6 | U | D | - | - | 1 | - | - | - | - | - | - | - | - | - | - | -
LPN225-1UU-OB | LPN225, 1Mtr, 1/6 HP, Unhtd, 220v,1ø,50Hz, Galv, OB | 655 | LPN2 | FG | - | Unheated | 25 | 220 | - | 50 | OB | 1/6 | U | U | - | - | 1 | - | - | - | - | - | - | - | - | - | - | -
LPN236-1UA-OB | LPN236, 1Mtr, 1/6 HP, Unhtd, 115v,1ø,60Hz, Galv, OB | 760 | LPN2 | FG | - | Unheated | 36 | 115 | - | 60 | OB | 1/6 | U | A | - | - | 1 | - | - | - | - | - | - | - | - | - | - | -
LPN236-1UD-OB | LPN236, 1Mtr, 1/6 HP, Unhtd, 208/230v,1ø,60Hz, Galv, OB | 760 | LPN2 | FG | - | Unheated | 36 | 208/230 | - | 60 | OB | 1/6 | U | D | - | - | 1 | - | - | - | - | - | - | - | - | - | - | -
LPN236-1UU-OB | LPN236, 1Mtr, 1/6 HP, Unhtd, 220v,1ø,50Hz, Galv, OB | 785 | LPN2 | FG | - | Unheated | 36 | 220 | - | 50 | OB | 1/6 | U | U | - | - | 1 | - | - | - | - | - | - | - | - | - | - | -
LPN242-1UA-OB | LPN242, 1Mtr, 1/6 HP, Unhtd, 115v,1ø,60Hz, Galv, OB | 790 | LPN2 | FG | - | Unheated | 42 | 115 | - | 60 | OB | 1/6 | U | A | - | - | 1 | - | - | - | - | - | - | - | - | - | - | -
LPN242-1UD-OB | LPN242, 1Mtr, 1/6 HP, Unhtd, 208/230v,1ø,60Hz, Galv, OB | 790 | LPN2 | FG | - | Unheated | 42 | 208/230 | - | 60 | OB | 1/6 | U | D | - | - | 1 | - | - | - | - | - | - | - | - | - | - | -
LPN242-1UU-OB | LPN242, 1Mtr, 1/6 HP, Unhtd, 220v,1ø,50Hz, Galv, OB | 815 | LPN2 | FG | - | Unheated | 42 | 220 | - | 50 | OB | 1/6 | U | U | - | - | 1 | - | - | - | - | - | - | - | - | - | - | -
LPN248-1UA-OB | LPN248, 1Mtr, 1/6 HP, Unhtd, 115v,1ø,60Hz, Galv, OB | 825 | LPN2 | FG | - | Unheated | 48 | 115 | - | 60 | OB | 1/6 | U | A | - | - | 1 | - | - | - | - | - | - | - | - | - | - | -
LPN248-1UD-OB | LPN248, 1Mtr, 1/6 HP, Unhtd, 208/230v,1ø,60Hz, Galv, OB | 825 | LPN2 | FG | - | Unheated | 48 | 208/230 | - | 60 | OB | 1/6 | U | D | - | - | 1 | - | - | - | - | - | - | - | - | - | - | -
LPN248-1UU-OB | LPN248, 1Mtr, 1/6 HP, Unhtd, 220v,1ø,50Hz, Galv, OB | 850 | LPN2 | FG | - | Unheated | 48 | 220 | - | 50 | OB | 1/6 | U | U | - | - | 1 | - | - | - | - | - | - | - | - | - | - | -
LPN260-1UA-OB | LPN260, 1Mtr, 1/6 HP, Unhtd, 115v,1ø,60Hz, Galv, OB | 860 | LPN2 | FG | - | Unheated | 60 | 115 | - | 60 | OB | 1/6 | U | A | - | - | 1 | - | - | - | - | - | - | - | - | - | - | -
LPN260-1UD-OB | LPN260, 1Mtr, 1/6 HP, Unhtd, 208/230v,1ø,60Hz, Galv, OB | 860 | LPN2 | FG | - | Unheated | 60 | 208/230 | - | 60 | OB | 1/6 | U | D | - | - | 1 | - | - | - | - | - | - | - | - | - | - | -
LPN260-1UU-OB | LPN260, 1Mtr, 1/6 HP, Unhtd, 220v,1ø,50Hz, Galv, OB | 885 | LPN2 | FG | - | Unheated | 60 | 220 | - | 50 | OB | 1/6 | U | U | - | - | 1 | - | - | - | - | - | - | - | - | - | - | -
LPN272-1UA-OB | LPN272, 1Mtr, 1/6 HP, Unhtd, 115v,1ø,60Hz, Galv, OB | 1085 | LPN2 | FG | - | Unheated | 72 | 115 | - | 60 | OB | 1/6 | U | A | - | - | 1 | - | - | - | - | - | - | - | - | - | - | -
LPN272-1UD-OB | LPN272, 1Mtr, 1/6 HP, Unhtd, 208/230v,1ø,60Hz, Galv, OB | 1085 | LPN2 | FG | - | Unheated | 72 | 208/230 | - | 60 | OB | 1/6 | U | D | - | - | 1 | - | - | - | - | - | - | - | - | - | - | -
LPN272-1UU-OB | LPN272, 1Mtr, 1/6 HP, Unhtd, 220v,1ø,50Hz, Galv, OB | 1110 | LPN2 | FG | - | Unheated | 72 | 220 | - | 50 | OB | 1/6 | U | U | - | - | 1 | - | - | - | - | - | - | - | - | - | - | -
LPN284-2UA-OB | LPN284, 2Mtr, 1/6 HP, Unhtd, 115v,1ø,60Hz, Galv, OB | 1635 | LPN2 | FG | - | Unheated | 84 | 115 | - | 60 | OB | 1/6 | U | A | - | - | 2 | - | - | - | - | - | - | - | - | - | - | -
LPN284-2UD-OB | LPN284, 2Mtr, 1/6 HP, Unhtd, 208/230v,1ø,60Hz, Galv, OB | 1635 | LPN2 | FG | - | Unheated | 84 | 208/230 | - | 60 | OB | 1/6 | U | D | - | - | 2 | - | - | - | - | - | - | - | - | - | - | -
LPN284-2UU-OB | LPN284, 2Mtr, 1/6 HP, Unhtd, 220v,1ø,50Hz, Galv, OB | 1685 | LPN2 | FG | - | Unheated | 84 | 220 | - | 50 | OB | 1/6 | U | U | - | - | 2 | - | - | - | - | - | - | - | - | - | - | -
LPN296-2UA-OB | LPN296, 2Mtr, 1/6 HP, Unhtd, 115v,1ø,60Hz, Galv, OB | 1695 | LPN2 | FG | - | Unheated | 96 | 115 | - | 60 | OB | 1/6 | U | A | - | - | 2 | - | - | - | - | - | - | - | - | - | - | -
LPN296-2UD-OB | LPN296, 2Mtr, 1/6 HP, Unhtd, 208/230v,1ø,60Hz, Galv, OB | 1695 | LPN2 | FG | - | Unheated | 96 | 208/230 | - | 60 | OB | 1/6 | U | D | - | - | 2 | - | - | - | - | - | - | - | - | - | - | -
LPN296-2UU-OB | LPN296, 2Mtr, 1/6 HP, Unhtd, 220v,1ø,50Hz, Galv, OB | 1745 | LPN2 | FG | - | Unheated | 96 | 220 | - | 50 | OB | 1/6 | U | U | - | - | 2 | - | - | - | - | - | - | - | - | - | - | -
LPN2108-2UA-OB | LPN2108, 2Mtr, 1/6 HP, Unhtd, 115v,1ø,60Hz, Galv, OB | 1755 | LPN2 | FG | - | Unheated | 108 | 115 | - | 60 | OB | 1/6 | U | A | - | - | 2 | - | - | - | - | - | - | - | - | - | - | -
LPN2108-2UD-OB | LPN2108, 2Mtr, 1/6 HP, Unhtd, 208/230v,1ø,60Hz, Galv, OB | 1755 | LPN2 | FG | - | Unheated | 108 | 208/230 | - | 60 | OB | 1/6 | U | D | - | - | 2 | - | - | - | - | - | - | - | - | - | - | -
LPN2108-2UU-OB | LPN2108, 2Mtr, 1/6 HP, Unhtd, 220v,1ø,50Hz, Galv, OB | 1805 | LPN2 | FG | - | Unheated | 108 | 220 | - | 50 | OB | 1/6 | U | U | - | - | 2 | - | - | - | - | - | - | - | - | - | - | -
LPN2120-2UA-OB | LPN2120, 2Mtr, 1/6 HP, Unhtd, 115v,1ø,60Hz, Galv, OB | 1820 | LPN2 | FG | - | Unheated | 120 | 115 | - | 60 | OB | 1/6 | U | A | - | - | 2 | - | - | - | - | - | - | - | - | - | - | -
LPN2120-2UD-OB | LPN2120, 2Mtr, 1/6 HP, Unhtd, 208/230v,1ø,60Hz, Galv, OB | 1820 | LPN2 | FG | - | Unheated | 120 | 208/230 | - | 60 | OB | 1/6 | U | D | - | - | 2 | - | - | - | - | - | - | - | - | - | - | -
LPN2120-2UU-OB | LPN2120, 2Mtr, 1/6 HP, Unhtd, 220v,1ø,50Hz, Galv, OB | 1870 | LPN2 | FG | - | Unheated | 120 | 220 | - | 50 | OB | 1/6 | U | U | - | - | 2 | - | - | - | - | - | - | - | - | - | - | -
LPN2144-2UA-OB | LPN2144, 2Mtr, 1/6 HP, Unhtd, 115v,1ø,60Hz, Galv, OB | 2240 | LPN2 | FG | - | Unheated | 144 | 115 | - | 60 | OB | 1/6 | U | A | - | - | 2 | - | - | - | - | - | - | - | - | - | - | -
LPN2144-2UD-OB | LPN2144, 2Mtr, 1/6 HP, Unhtd, 208/230v,1ø,60Hz, Galv, OB | 2240 | LPN2 | FG | - | Unheated | 144 | 208/230 | - | 60 | OB | 1/6 | U | D | - | - | 2 | - | - | - | - | - | - | - | - | - | - | -
LPN2144-2UU-OB | LPN2144, 2Mtr, 1/6 HP, Unhtd, 220v,1ø,50Hz, Galv, OB | 2290 | LPN2 | FG | - | Unheated | 144 | 220 | - | 50 | OB | 1/6 | U | U | - | - | 2 | - | - | - | - | - | - | - | - | - | - | -
STD2 Unheated
STD236-1UA-OB | STD236, 1Mtr, 1/2 HP, Unhtd, 115v,1ø,60Hz, Galv, OB | 810 | STD2 | FG | - | Unheated | 36 | 115 | - | 60 | OB | 0.5 | U | A | - | - | 1 | - | - | - | - | - | - | - | - | - | - | -
STD236-1UD-OB | STD236, 1Mtr, 1/2 HP, Unhtd, 208/230v,1ø,60Hz, Galv, OB | 810 | STD2 | FG | - | Unheated | 36 | 208/230 | - | 60 | OB | 0.5 | U | D | - | - | 1 | - | - | - | - | - | - | - | - | - | - | -
STD236-1UG-OB | STD236, 1Mtr, 1/2 HP, Unhtd, 208/230v,3ø,60Hz, Galv, OB | 895 | STD2 | FG | - | Unheated | 36 | - | 208/230 | 60 | OB | 0.5 | U | G | - | - | 1 | - | - | - | - | - | - | - | - | - | - | -
STD236-1UH-OB | STD236, 1Mtr, 1/2 HP, Unhtd, 460v,3ø,60Hz, Galv, OB | 895 | STD2 | FG | - | Unheated | 36 | - | 460 | 60 | OB | 0.5 | U | H | - | - | 1 | - | - | - | - | - | - | - | - | - | - | -
STD236-1UI-OB | STD236, 1Mtr, 1/2 HP, Unhtd, 575v,3ø,60Hz, Galv, OB | 920 | STD2 | FG | - | Unheated | 36 | - | 575 | 60 | OB | 0.5 | U | I | - | - | 1 | - | - | - | - | - | - | - | - | - | - | -
STD236-1UU-OB | STD236, 1Mtr, 1/2 HP, Unhtd, 220v,1ø,50Hz, Galv, OB | 835 | STD2 | FG | - | Unheated | 36 | 220 | - | 50 | OB | 0.5 | U | U | - | - | 1 | - | - | - | - | - | - | - | - | - | - | -
STD236-1UW-OB | STD236, 1Mtr, 1/2 HP, Unhtd, 380/415v,3ø,50Hz, Galv, OB | 920 | STD2 | FG | - | Unheated | 36 | - | 380/415 | 50 | OB | 0.5 | U | W | - | - | 1 | - | - | - | - | - | - | - | - | - | - | -
STD242-1UA-OB | STD242, 1Mtr, 1/2 HP, Unhtd, 115v,1ø,60Hz, Galv, OB | 835 | STD2 | FG | - | Unheated | 42 | 115 | - | 60 | OB | 0.5 | U | A | - | - | 1 | - | - | - | - | - | - | - | - | - | - | -
STD242-1UD-OB | STD242, 1Mtr, 1/2 HP, Unhtd, 208/230v,1ø,60Hz, Galv, OB | 835 | STD2 | FG | - | Unheated | 42 | 208/230 | - | 60 | OB | 0.5 | U | D | - | - | 1 | - | - | - | - | - | - | - | - | - | - | -
STD242-1UG-OB | STD242, 1Mtr, 1/2 HP, Unhtd, 208/230v,3ø,60Hz, Galv, OB | 920 | STD2 | FG | - | Unheated | 42 | - | 208/230 | 60 | OB | 0.5 | U | G | - | - | 1 | - | - | - | - | - | - | - | - | - | - | -
STD242-1UH-OB | STD242, 1Mtr, 1/2 HP, Unhtd, 460v,3ø,60Hz, Galv, OB | 920 | STD2 | FG | - | Unheated | 42 | - | 460 | 60 | OB | 0.5 | U | H | - | - | 1 | - | - | - | - | - | - | - | - | - | - | -
STD242-1UI-OB | STD242, 1Mtr, 1/2 HP, Unhtd, 575v,3ø,60Hz, Galv, OB | 945 | STD2 | FG | - | Unheated | 42 | - | 575 | 60 | OB | 0.5 | U | I | - | - | 1 | - | - | - | - | - | - | - | - | - | - | -
STD242-1UU-OB | STD242, 1Mtr, 1/2 HP, Unhtd, 220v,1ø,50Hz, Galv, OB | 860 | STD2 | FG | - | Unheated | 42 | 220 | - | 50 | OB | 0.5 | U | U | - | - | 1 | - | - | - | - | - | - | - | - | - | - | -
STD242-1UW-OB | STD242, 1Mtr, 1/2 HP, Unhtd, 380/415v,3ø,50Hz, Galv, OB | 945 | STD2 | FG | - | Unheated | 42 | - | 380/415 | 50 | OB | 0.5 | U | W | - | - | 1 | - | - | - | - | - | - | - | - | - | - | -
STD248-1UA-OB | STD248, 1Mtr, 1/2 HP, Unhtd, 115v,1ø,60Hz, Galv, OB | 860 | STD2 | FG | - | Unheated | 48 | 115 | - | 60 | OB | 0.5 | U | A | - | - | 1 | - | - | - | - | - | - | - | - | - | - | -
STD248-1UD-OB | STD248, 1Mtr, 1/2 HP, Unhtd, 208/230v,1ø,60Hz, Galv, OB | 860 | STD2 | FG | - | Unheated | 48 | 208/230 | - | 60 | OB | 0.5 | U | D | - | - | 1 | - | - | - | - | - | - | - | - | - | - | -
STD248-1UG-OB | STD248, 1Mtr, 1/2 HP, Unhtd, 208/230v,3ø,60Hz, Galv, OB | 945 | STD2 | FG | - | Unheated | 48 | - | 208/230 | 60 | OB | 0.5 | U | G | - | - | 1 | - | - | - | - | - | - | - | - | - | - | -
STD248-1UH-OB | STD248, 1Mtr, 1/2 HP, Unhtd, 460v,3ø,60Hz, Galv, OB | 945 | STD2 | FG | - | Unheated | 48 | - | 460 | 60 | OB | 0.5 | U | H | - | - | 1 | - | - | - | - | - | - | - | - | - | - | -
STD248-1UI-OB | STD248, 1Mtr, 1/2 HP, Unhtd, 575v,3ø,60Hz, Galv, OB | 970 | STD2 | FG | - | Unheated | 48 | - | 575 | 60 | OB | 0.5 | U | I | - | - | 1 | - | - | - | - | - | - | - | - | - | - | -
STD248-1UU-OB | STD248, 1Mtr, 1/2 HP, Unhtd, 220v,1ø,50Hz, Galv, OB | 885 | STD2 | FG | - | Unheated | 48 | 220 | - | 50 | OB | 0.5 | U | U | - | - | 1 | - | - | - | - | - | - | - | - | - | - | -
STD248-1UW-OB | STD248, 1Mtr, 1/2 HP, Unhtd, 380/415v,3ø,50Hz, Galv, OB | 970 | STD2 | FG | - | Unheated | 48 | - | 380/415 | 50 | OB | 0.5 | U | W | - | - | 1 | - | - | - | - | - | - | - | - | - | - | -
STD260-2UA-OB | STD260, 2Mtr, 1/2 HP, Unhtd, 115v,1ø,60Hz, OB | 1285 | STD2 | FG | - | Unheated | 60 | 115 | - | 60 | OB | 0.5 | U | A | - | - | 2 | - | - | - | - | - | - | - | - | - | - | -
STD260-2UD-OB | STD260, 2Mtr, 1/2 HP, Unhtd, 208/230v,1ø,60Hz, Galv, OB | 1285 | STD2 | FG | - | Unheated | 60 | 208/230 | - | 60 | OB | 0.5 | U | D | - | - | 2 | - | - | - | - | - | - | - | - | - | - | -
STD260-2UG-OB | STD260, 2Mtr, 1/2 HP, Unhtd, 208/230v,3ø,60Hz, Galv, OB | 1460 | STD2 | FG | - | Unheated | 60 | - | 208/230 | 60 | OB | 0.5 | U | G | - | - | 2 | - | - | - | - | - | - | - | - | - | - | -
STD260-2UH-OB | STD260, 2Mtr, 1/2 HP, Unhtd, 460v,3ø,60Hz, Galv, OB | 1460 | STD2 | FG | - | Unheated | 60 | - | 460 | 60 | OB | 0.5 | U | H | - | - | 2 | - | - | - | - | - | - | - | - | - | - | -
STD260-2UI-OB | STD260, 2Mtr, 1/2 HP, Unhtd,575v,3ø,60Hz, Galv, OB | 1510 | STD2 | FG | - | Unheated | 60 | - | 575 | 60 | OB | 0.5 | U | I | - | - | 2 | - | - | - | - | - | - | - | - | - | - | -
STD260-2UU-OB | STD260, 2Mtr, 1/2 HP, Unhtd, 220v,1ø,50Hz, Galv, OB | 1335 | STD2 | FG | - | Unheated | 60 | 220 | - | 50 | OB | 0.5 | U | U | - | - | 2 | - | - | - | - | - | - | - | - | - | - | -
STD260-2UW-OB | STD260, 2Mtr, 1/2 HP, Unhtd, 380/415v,3ø,50Hz, Galv, OB | 1510 | STD2 | FG | - | Unheated | 60 | - | 380/415 | 50 | OB | 0.5 | U | W | - | - | 2 | - | - | - | - | - | - | - | - | - | - | -
STD272-2UA-OB | STD272, 2Mtr, 1/2 HP, Unhtd, 115v,1ø,60Hz, Galv, OB | 1400 | STD2 | FG | - | Unheated | 72 | 115 | - | 60 | OB | 0.5 | U | A | - | - | 2 | - | - | - | - | - | - | - | - | - | - | -
STD272-2UD-OB | STD272, 2Mtr, 1/2 HP, Unhtd, 208/230v,1ø,60Hz, Galv, OB | 1400 | STD2 | FG | - | Unheated | 72 | 208/230 | - | 60 | OB | 0.5 | U | D | - | - | 2 | - | - | - | - | - | - | - | - | - | - | -
STD272-2UG-OB | STD272, 2Mtr, 1/2 HP, Unhtd, 208/230v,3ø,60Hz, Galv, OB | 1570 | STD2 | FG | - | Unheated | 72 | - | 208/230 | 60 | OB | 0.5 | U | G | - | - | 2 | - | - | - | - | - | - | - | - | - | - | -
STD272-2UH-OB | STD272, 2Mtr, 1/2 HP, Unhtd, 460v,3ø,60Hz, Galv, OB | 1570 | STD2 | FG | - | Unheated | 72 | - | 460 | 60 | OB | 0.5 | U | H | - | - | 2 | - | - | - | - | - | - | - | - | - | - | -
STD272-2UI-OB | STD272, 2Mtr, 1/2 HP, Unhtd, 575v,3ø,60Hz, Galv, OB | 1620 | STD2 | FG | - | Unheated | 72 | - | 575 | 60 | OB | 0.5 | U | I | - | - | 2 | - | - | - | - | - | - | - | - | - | - | -
STD272-2UU-OB | STD272, 2Mtr, 1/2 HP, Unhtd, 220v,1ø,50Hz, Galv, OB | 1450 | STD2 | FG | - | Unheated | 72 | 220 | - | 50 | OB | 0.5 | U | U | - | - | 2 | - | - | - | - | - | - | - | - | - | - | -
STD272-2UW-OB | STD272, 2Mtr, 1/2 HP, Unhtd, 380/415v,3ø,50Hz, Galv, OB | 1620 | STD2 | FG | - | Unheated | 72 | - | 380/415 | 50 | OB | 0.5 | U | W | - | - | 2 | - | - | - | - | - | - | - | - | - | - | -
STD284-2UA-OB | STD284, 2Mtr, 1/2 HP, Unhtd, 115v,1ø,60Hz, Galv, OB | 1550 | STD2 | FG | - | Unheated | 84 | 115 | - | 60 | OB | 0.5 | U | A | - | - | 2 | - | - | - | - | - | - | - | - | - | - | -
STD284-2UD-OB | STD284, 2Mtr, 1/2 HP, Unhtd, 208/230v,1ø,60Hz, Galv, OB | 1550 | STD2 | FG | - | Unheated | 84 | 208/230 | - | 60 | OB | 0.5 | U | D | - | - | 2 | - | - | - | - | - | - | - | - | - | - | -
STD284-2UG-OB | STD284, 2Mtr, 1/2 HP, Unhtd, 208/230v,3ø,60Hz, Galv, OB | 1720 | STD2 | FG | - | Unheated | 84 | - | 208/230 | 60 | OB | 0.5 | U | G | - | - | 2 | - | - | - | - | - | - | - | - | - | - | -
STD284-2UH-OB | STD284, 2Mtr, 1/2 HP, Unhtd, 460v,3ø,60Hz, Galv, OB | 1720 | STD2 | FG | - | Unheated | 84 | - | 460 | 60 | OB | 0.5 | U | H | - | - | 2 | - | - | - | - | - | - | - | - | - | - | -
STD284-2UI-OB | STD284, 2Mtr, 1/2 HP, Unhtd, 575v,3ø,60Hz, Galv, OB | 1770 | STD2 | FG | - | Unheated | 84 | - | 575 | 60 | OB | 0.5 | U | I | - | - | 2 | - | - | - | - | - | - | - | - | - | - | -
STD284-2UU-OB | STD284, 2Mtr, 1/2 HP, Unhtd, 220v,1ø,50Hz, Galv, OB | 1600 | STD2 | FG | - | Unheated | 84 | 220 | - | 50 | OB | 0.5 | U | U | - | - | 2 | - | - | - | - | - | - | - | - | - | - | -
STD284-2UW-OB | STD284, 2Mtr, 1/2 HP, Unhtd, 380/415v,3ø,50Hz, Galv, OB | 1770 | STD2 | FG | - | Unheated | 84 | - | 380/415 | 50 | OB | 0.5 | U | W | - | - | 2 | - | - | - | - | - | - | - | - | - | - | -
STD296-2UA-OB | STD296, 2Mtr, 1/2 HP, Unhtd, 115v,1ø,60Hz, Galv, OB | 1665 | STD2 | FG | - | Unheated | 96 | 115 | - | 60 | OB | 0.5 | U | A | - | - | 2 | - | - | - | - | - | - | - | - | - | - | -
STD296-2UD-OB | STD296, 2Mtr, 1/2 HP, Unhtd, 208/230v,3ø,60Hz, Galv, OB | 1665 | STD2 | FG | - | Unheated | 96 | - | 208/230 | 60 | OB | 0.5 | U | D | - | - | 2 | - | - | - | - | - | - | - | - | - | - | -
STD296-2UG-OB | STD296, 2Mtr, 1/2 HP, Unhtd, 208/230v,3ø,60Hz, Galv, OB | 1840 | STD2 | FG | - | Unheated | 96 | - | 208/230 | 60 | OB | 0.5 | U | G | - | - | 2 | - | - | - | - | - | - | - | - | - | - | -
STD296-2UH-OB | STD296, 2Mtr, 1/2 HP, Unhtd, 460v,3ø,60Hz, Galv, OB | 1840 | STD2 | FG | - | Unheated | 96 | - | 460 | 60 | OB | 0.5 | U | H | - | - | 2 | - | - | - | - | - | - | - | - | - | - | -
STD296-2UI-OB | STD296, 2Mtr, 1/2 HP, Unhtd, 575v,3ø,60Hz, Galv, OB | 1890 | STD2 | FG | - | Unheated | 96 | - | 575 | 60 | OB | 0.5 | U | I | - | - | 2 | - | - | - | - | - | - | - | - | - | - | -
STD296-2UU-OB | STD296, 2Mtr, 1/2 HP, Unhtd, 220v,1ø,50Hz, Galv, OB | 1715 | STD2 | FG | - | Unheated | 96 | 220 | - | 50 | OB | 0.5 | U | U | - | - | 2 | - | - | - | - | - | - | - | - | - | - | -
STD296-2UW-OB | STD296, 2Mtr, 1/2 HP, Unhtd, 380/415v, 3ø,50Hz, Galv, OB | 1890 | STD2 | FG | - | Unheated | 96 | - | 380/415 | 50 | OB | 0.5 | U | W | - | - | 2 | - | - | - | - | - | - | - | - | - | - | -
STD2108-3UA-OB | STD2108, 3Mtr, 1/2 HP, Unhtd, 115v,1ø,60Hz, Galv, OB | 2260 | STD2 | FG | - | Unheated | 108 | 115 | - | 60 | OB | 0.5 | U | A | - | - | 3 | - | - | - | - | - | - | - | - | - | - | -
STD2108-3UD-OB | STD2108, 3Mtr, 1/2 HP, Unhtd, 208/230v,1ø,60Hz, Galv, OB | 2260 | STD2 | FG | - | Unheated | 108 | 208/230 | - | 60 | OB | 0.5 | U | D | - | - | 3 | - | - | - | - | - | - | - | - | - | - | -
STD2108-3UG-OB | STD2108, 3Mtr, 1/2 HP, Unhtd, 208/230v,3ø,60Hz, Galv, OB | 2520 | STD2 | FG | - | Unheated | 108 | - | 208/230 | 60 | OB | 0.5 | U | G | - | - | 3 | - | - | - | - | - | - | - | - | - | - | -
STD2108-3UH-OB | STD2108, 3Mtr, 1/2 HP, Unhtd, 460v,3ø,60Hz, Galv, OB | 2520 | STD2 | FG | - | Unheated | 108 | - | 460 | 60 | OB | 0.5 | U | H | - | - | 3 | - | - | - | - | - | - | - | - | - | - | -
STD2108-3UI-OB | STD2108, 3Mtr, 1/2 HP, Unhtd, 575v,3ø,60Hz, Galv, OB | 2595 | STD2 | FG | - | Unheated | 108 | - | 575 | 60 | OB | 0.5 | U | I | - | - | 3 | - | - | - | - | - | - | - | - | - | - | -
STD2108-3UU-OB | STD2108, 3Mtr, 1/2 HP, Unhtd, 220v,1ø,50Hz, Galv, OB | 2335 | STD2 | FG | - | Unheated | 108 | 220 | - | 50 | OB | 0.5 | U | U | - | - | 3 | - | - | - | - | - | - | - | - | - | - | -
STD2108-3UW-OB | STD2108, 3Mtr, 1/2 HP, Unhtd, 380/415v, 3ø,50Hz, Galv, OB | 2595 | STD2 | FG | - | Unheated | 108 | - | 380/415 | 50 | OB | 0.5 | U | W | - | - | 3 | - | - | - | - | - | - | - | - | - | - | -
STD2120-3UA-OB | STD2120, 3Mtr, 1/2 HP, Unhtd, 115v,1ø,60Hz, Galv, OB | 2335 | STD2 | FG | - | Unheated | 120 | 115 | - | 60 | OB | 0.5 | U | A | - | - | 3 | - | - | - | - | - | - | - | - | - | - | -
STD2120-3UD-OB | STD2120, 3Mtr, 1/2 HP, Unhtd, 208/230v,1ø,60Hz, Galv, OB | 2335 | STD2 | FG | - | Unheated | 120 | 208/230 | - | 60 | OB | 0.5 | U | D | - | - | 3 | - | - | - | - | - | - | - | - | - | - | -
STD2120-3UG-OB | STD2120, 3Mtr, 1/2 HP, Unhtd, 208/230v,3ø,60Hz, Galv, OB | 2595 | STD2 | FG | - | Unheated | 120 | - | 208/230 | 60 | OB | 0.5 | U | G | - | - | 3 | - | - | - | - | - | - | - | - | - | - | -
STD2120-3UH-OB | STD2120, 3Mtr, 1/2 HP, Unhtd, 460v,3ø,60Hz, Galv, OB | 2595 | STD2 | FG | - | Unheated | 120 | - | 460 | 60 | OB | 0.5 | U | H | - | - | 3 | - | - | - | - | - | - | - | - | - | - | -
STD2120-3UI-OB | STD2120, 3Mtr, 1/2 HP, Unhtd, 575v,3ø,60Hz, Galv, OB | 2670 | STD2 | FG | - | Unheated | 120 | - | 575 | 60 | OB | 0.5 | U | I | - | - | 3 | - | - | - | - | - | - | - | - | - | - | -
STD2120-3UU-OB | STD2120, 3Mtr, 1/2 HP, Unhtd, 220v,1ø,50Hz, Galv, OB | 2410 | STD2 | FG | - | Unheated | 120 | 220 | - | 50 | OB | 0.5 | U | U | - | - | 3 | - | - | - | - | - | - | - | - | - | - | -
STD2120-3UW-OB | STD2120, 3Mtr, 1/2 HP, Unhtd, 380/415v,3ø,50Hz, Galv, OB. | 2670 | STD2 | FG | - | Unheated | 120 | - | 380/415 | 50 | OB | 0.5 | U | W | - | - | 3 | - | - | - | - | - | - | - | - | - | - | -
STD2144-3UA-OB | STD2144, 3Mtr, 1/2 HP, Unhtd, 115v,1ø,60Hz, Galv, OB | 2535 | STD2 | FG | - | Unheated | 144 | 115 | - | 60 | OB | 0.5 | U | A | - | - | 3 | - | - | - | - | - | - | - | - | - | - | -
STD2144-3UD-OB | STD2144, 3Mtr, 1/2 HP, Unhtd, 208/230v,1ø,60Hz, Galv, OB | 2535 | STD2 | FG | - | Unheated | 144 | 208/230 | - | 60 | OB | 0.5 | U | D | - | - | 3 | - | - | - | - | - | - | - | - | - | - | -
STD2144-3UG-OB | STD2144, 3Mtr, 1/2 HP, Unhtd, 208/230v,3ø,60Hz, Galv, OB | 2795 | STD2 | FG | - | Unheated | 144 | - | 208/230 | 60 | OB | 0.5 | U | G | - | - | 3 | - | - | - | - | - | - | - | - | - | - | -
STD2144-3UH-OB | STD2144, 3Mtr, 1/2 HP, Unhtd, 460v,3ø,60Hz, Galv, OB | 2795 | STD2 | FG | - | Unheated | 144 | - | 460 | 60 | OB | 0.5 | U | H | - | - | 3 | - | - | - | - | - | - | - | - | - | - | -
STD2144-3UI-OB | STD2144, 3Mtr, 1/2 HP, Unhtd, 575v,3ø,60Hz, Galv, OB | 2870 | STD2 | FG | - | Unheated | 144 | - | 575 | 60 | OB | 0.5 | U | I | - | - | 3 | - | - | - | - | - | - | - | - | - | - | -
STD2144-3UU-OB | STD2144, 3Mtr, 1/2 HP, Unhtd, 220v,1ø,50Hz, Galv, OB | 2610 | STD2 | FG | - | Unheated | 144 | 220 | - | 50 | OB | 0.5 | U | U | - | - | 3 | - | - | - | - | - | - | - | - | - | - | -
STD2144-3UW-OB | STD2144, 3Mtr, 1/2 HP, Unhtd, 380/415v,3ø,50Hz, Galv, OB | 2870 | STD2 | FG | - | Unheated | 144 | - | 380/415 | 50 | OB | 0.5 | U | W | - | - | 3 | - | - | - | - | - | - | - | - | - | - | -
STD2144-4UA-OB | STD2144, 4Mtr, 1/2 HP, Unhtd, 115v,1ø,60Hz, Galv, OB | 3260 | STD2 | FG | - | Unheated | 144 | 115 | - | 60 | OB | 0.5 | U | A | - | - | 3 | - | - | - | - | - | - | - | - | - | - | -
STD2144-4UD-OB | STD2144, 4Mtr, 1/2 HP, Unhtd, 208/230v,1ø,60Hz, Galv, OB | 3260 | STD2 | FG | - | Unheated | 144 | 208/230 | - | 60 | OB | 0.5 | U | D | - | - | 3 | - | - | - | - | - | - | - | - | - | - | -
STD2144-4UG-OB | STD2144, 4Mtr, 1/2 HP, Unhtd, 208/230v,3ø,60Hz, Galv, OB | 3305 | STD2 | FG | - | Unheated | 144 | - | 208/230 | 60 | OB | 0.5 | U | G | - | - | 3 | - | - | - | - | - | - | - | - | - | - | -
STD2144-4UH-OB | STD2144, 4Mtr, 1/2 HP, Unhtd, 460v,3ø,60Hz, Galv, OB | 3305 | STD2 | FG | - | Unheated | 144 | - | 460 | 60 | OB | 0.5 | U | H | - | - | 3 | - | - | - | - | - | - | - | - | - | - | -
STD2144-4UI-OB | STD2144, 4Mtr, 1/2 HP, Unhtd, 575v,3ø,60Hz, Galv, OB | 3405 | STD2 | FG | - | Unheated | 144 | - | 575 | 60 | OB | 0.5 | U | I | - | - | 3 | - | - | - | - | - | - | - | - | - | - | -
STD2144-4UU-OB | STD2144, 4Mtr, 1/2 HP, Unhtd, 220v,1ø,50Hz, Galv, OB | 3360 | STD2 | FG | - | Unheated | 144 | 220 | - | 50 | OB | 0.5 | U | U | - | - | 3 | - | - | - | - | - | - | - | - | - | - | -
STD2144-4UW-OB | STD2144, 4Mtr, 1/2 HP, Unhtd, 380/415v,3ø,50Hz, Galv, OB | 3405 | STD2 | FG | - | Unheated | 144 | - | 380/415 | 50 | OB | 0.5 | U | W | - | - | 3 | - | - | - | - | - | - | - | - | - | - | -
STD2 Electric
STD236-1EBB-OB | STD236, 1Mtr, 1/2 HP, Elec Htd, 208v,1ø,60Hz, 6kW, Galv, OB | 1825 | STD2 | FG | - | Electric | 36 | 208 | - | 60 | OB | 0.5 | E | B | B | 6 | 1 | - | - | - | - | - | - | - | - | - | - | -
STD236-1ECB-OB | STD236, 1Mtr, 1/2 HP, Elec Htd, 230v,1ø,60Hz, 6kW, Galv, OB | 1825 | STD2 | FG | - | Electric | 36 | 230 | - | 60 | OB | 0.5 | E | C | B | 6 | 1 | - | - | - | - | - | - | - | - | - | - | -
STD236-1EEH-OB | STD236, 1Mtr, 1/2 HP, Elec Htd, 208v,3ø,60Hz, 12kW, Galv, OB | 1825 | STD2 | FG | - | Electric | 36 | - | 208 | 60 | OB | 0.5 | E | E | H | 12 | 1 | - | - | - | - | - | - | - | - | - | - | -
STD236-1EFH-OB | STD236, 1Mtr, 1/2 HP, Elec Htd, 230v,3ø,60Hz, 12kW, Galv, OB | 1825 | STD2 | FG | - | Electric | 36 | - | 230 | 60 | OB | 0.5 | E | F | H | 12 | 1 | - | - | - | - | - | - | - | - | - | - | -
STD236-1EHH-OB | STD236, 1Mtr, 1/2 HP, Elec Htd, 460v,3ø,60Hz, 12kW, Galv, OB | 1825 | STD2 | FG | - | Electric | 36 | - | 460 | 60 | OB | 0.5 | E | H | H | 12 | 1 | - | - | - | - | - | - | - | - | - | - | -
STD236-1EIH-OB | STD236, 1Mtr, 1/2 HP, Elec Htd, 575v,3ø,60Hz, 12kW, Galv, OB | 1825 | STD2 | FG | - | Electric | 36 | - | 575 | 60 | OB | 0.5 | E | I | H | 12 | 1 | - | - | - | - | - | - | - | - | - | - | -
STD242-1EBB-OB | STD242, 1Mtr, 1/2 HP, Elec Htd, 208v,1ø,60Hz, 6kW, Galv, OB | 1890 | STD2 | FG | - | Electric | 42 | 208 | - | 60 | OB | 0.5 | E | B | B | 6 | 1 | - | - | - | - | - | - | - | - | - | - | -
STD242-1ECB-OB | STD242, 1Mtr, 1/2 HP, Elec Htd, 230v,1ø,60Hz, 6kW, Galv, OB | 1890 | STD2 | FG | - | Electric | 42 | 230 | - | 60 | OB | 0.5 | E | C | B | 6 | 1 | - | - | - | - | - | - | - | - | - | - | -
STD242-1EEH-OB | STD242, 1Mtr, 1/2 HP, Elec Htd, 208v,3ø,60Hz, 12kW, Galv, OB | 1890 | STD2 | FG | - | Electric | 42 | - | 208 | 60 | OB | 0.5 | E | E | H | 12 | 1 | - | - | - | - | - | - | - | - | - | - | -
STD242-1EFH-OB | STD242, 1Mtr, 1/2 HP, Elec Htd, 230v,3ø,60Hz, 12kW, Galv, OB | 1890 | STD2 | FG | - | Electric | 42 | - | 230 | 60 | OB | 0.5 | E | F | H | 12 | 1 | - | - | - | - | - | - | - | - | - | - | -
STD242-1EHH-OB | STD242, 1Mtr, 1/2 HP, Elec Htd, 460v,3ø,60Hz, 12kW, Galv, OB | 1890 | STD2 | FG | - | Electric | 42 | - | 460 | 60 | OB | 0.5 | E | H | H | 12 | 1 | - | - | - | - | - | - | - | - | - | - | -
STD242-1EIH-OB | STD242, 1Mtr, 1/2 HP, Elec Htd, 575v,3ø,60Hz, 12kW, Galv, OB | 1890 | STD2 | FG | - | Electric | 42 | - | 575 | 60 | OB | 0.5 | E | I | H | 12 | 1 | - | - | - | - | - | - | - | - | - | - | -
STD248-1EBB-OB | STD248, 1Mtr, 1/2 HP, Elec Htd, 208v,1ø,60Hz, 6kW, Galv, OB | 1915 | STD2 | FG | - | Electric | 48 | 208 | - | 60 | OB | 0.5 | E | B | B | 6 | 1 | - | - | - | - | - | - | - | - | - | - | -
STD248-1ECB-OB | STD248, 1Mtr, 1/2 HP, Elec Htd, 230v,1ø,60Hz, 6kW, Galv, OB | 1915 | STD2 | FG | - | Electric | 48 | 230 | - | 60 | OB | 0.5 | E | C | B | 6 | 1 | - | - | - | - | - | - | - | - | - | - | -
STD248-1EEH-OB | STD248, 1Mtr, 1/2 HP, Elec Htd, 208v,3ø,60Hz, 12kW, Galv, OB | 1915 | STD2 | FG | - | Electric | 48 | - | 208 | 60 | OB | 0.5 | E | E | H | 12 | 1 | - | - | - | - | - | - | - | - | - | - | -
STD248-1EFH-OB | STD248, 1Mtr, 1/2 HP, Elec Htd, 230v,3ø,60Hz, 12kW, Galv, OB | 1915 | STD2 | FG | - | Electric | 48 | - | 230 | 60 | OB | 0.5 | E | F | H | 12 | 1 | - | - | - | - | - | - | - | - | - | - | -
STD248-1EHH-OB | STD248, 1Mtr, 1/2 HP, Elec Htd, 460v,3ø,60Hz, 12kW, Galv, OB | 1915 | STD2 | FG | - | Electric | 48 | - | 460 | 60 | OB | 0.5 | E | H | H | 12 | 1 | - | - | - | - | - | - | - | - | - | - | -
STD248-1EIH-OB | STD248, 1Mtr, 1/2 HP, Elec Htd, 575v,3ø,60Hz, 12kW, Galv, OB | 1915 | STD2 | FG | - | Electric | 48 | - | 575 | 60 | OB | 0.5 | E | I | H | 12 | 1 | - | - | - | - | - | - | - | - | - | - | -
STD260-2EBH-OB | STD260, 2Mtr, 1/2 HP, Elec Htd, 208v,1ø,60Hz, 12kw, Galv, OB | 3075 | STD2 | FG | - | Electric | 60 | 208 | - | 60 | OB | 0.5 | E | B | H | 12 | 2 | - | - | - | - | - | - | - | - | - | - | -
STD260-2ECH-OB | STD260, 2Mtr, 1/2 HP, Elec Htd, 230v,1ø,60Hz, 12kw, Galv, OB | 3075 | STD2 | FG | - | Electric | 60 | 230 | - | 60 | OB | 0.5 | E | C | H | 12 | 2 | - | - | - | - | - | - | - | - | - | - | -
STD260-2EEN-OB | STD260, 2Mtr, 1/2 HP, Elec Htd, 208v,3ø,60Hz, 24kW, Galv, OB | 3075 | STD2 | FG | - | Electric | 60 | - | 208 | 60 | OB | 0.5 | E | E | N | 24 | 2 | - | - | - | - | - | - | - | - | - | - | -
STD260-2EFN-OB | STD260, 2Mtr, 1/2 HP, Elec Htd, 230v,3ø,60Hz, 24kW, Galv, OB | 3075 | STD2 | FG | - | Electric | 60 | - | 230 | 60 | OB | 0.5 | E | F | N | 24 | 2 | - | - | - | - | - | - | - | - | - | - | -
STD260-2EHN-OB | STD260, 2Mtr, 1/2 HP, Elec Htd, 460v,3ø,60Hz, 24kW, Galv, OB | 3075 | STD2 | FG | - | Electric | 60 | - | 460 | 60 | OB | 0.5 | E | H | N | 24 | 2 | - | - | - | - | - | - | - | - | - | - | -
STD260-2EIN-OB | STD260, 2Mtr, 1/2 HP, Elec Htd, 575v,3ø,60Hz, 24kW, Galv, OB | 3075 | STD2 | FG | - | Electric | 60 | - | 575 | 60 | OB | 0.5 | E | I | N | 24 | 2 | - | - | - | - | - | - | - | - | - | - | -
STD272-2EBH-OB | STD272, 2Mtr, 1/2 HP, Elec Htd, 208v,1ø,60Hz, 12kW, Galv, OB | 3405 | STD2 | FG | - | Electric | 72 | 208 | - | 60 | OB | 0.5 | E | B | H | 12 | 2 | - | - | - | - | - | - | - | - | - | - | -
STD272-2ECH-OB | STD272, 2Mtr, 1/2 HP, Elec Htd, 230v,1ø,60Hz, 12kW, Galv, OB | 3405 | STD2 | FG | - | Electric | 72 | 230 | - | 60 | OB | 0.5 | E | C | H | 12 | 2 | - | - | - | - | - | - | - | - | - | - | -
STD272-2EEN-OB | STD272, 2Mtr, 1/2 HP, Elec Htd, 208v,3ø,60Hz, 24kW, Galv, OB | 3405 | STD2 | FG | - | Electric | 72 | - | 208 | 60 | OB | 0.5 | E | E | N | 24 | 2 | - | - | - | - | - | - | - | - | - | - | -
STD272-2EFN-OB | STD272, 2Mtr, 1/2 HP, Elec Htd, 230v,3ø,60Hz, 24kW, Galv, OB | 3405 | STD2 | FG | - | Electric | 72 | - | 230 | 60 | OB | 0.5 | E | F | N | 24 | 2 | - | - | - | - | - | - | - | - | - | - | -
STD272-2EHN-OB | STD272, 2Mtr, 1/2 HP, Elec Htd, 460v,3ø,60Hz, 24kW, Galv, OB | 3405 | STD2 | FG | - | Electric | 72 | - | 460 | 60 | OB | 0.5 | E | H | N | 24 | 2 | - | - | - | - | - | - | - | - | - | - | -
STD272-2EIN-OB | STD272, 2Mtr, 1/2 HP, Elec Htd, 575v,3ø,60Hz, 24kW, Galv, OB | 3405 | STD2 | FG | - | Electric | 72 | - | 575 | 60 | OB | 0.5 | E | I | N | 24 | 2 | - | - | - | - | - | - | - | - | - | - | -
STD284-2EBH-OB | STD284, 2Mtr, 1/2 HP, Elec Htd, 208v,1ø,60Hz, 12kW, Galv, OB | 3540 | STD2 | FG | - | Electric | 84 | 208 | - | 60 | OB | 0.5 | E | B | H | 12 | 2 | - | - | - | - | - | - | - | - | - | - | -
STD284-2ECH-OB | STD284, 2Mtr, 1/2 HP, Elec Htd, 230v,1ø,60Hz, 12kW, Galv, OB | 3540 | STD2 | FG | - | Electric | 84 | 230 | - | 60 | OB | 0.5 | E | C | H | 12 | 2 | - | - | - | - | - | - | - | - | - | - | -
STD284-2EEN-OB | STD284, 2Mtr, 1/2 HP, Elec Htd, 208v,3ø,60Hz, 24kW, Galv, OB | 3540 | STD2 | FG | - | Electric | 84 | - | 208 | 60 | OB | 0.5 | E | E | N | 24 | 2 | - | - | - | - | - | - | - | - | - | - | -
STD284-2EFN-OB | STD284, 2Mtr, 1/2 HP, Elec Htd, 230v,3ø,60Hz, 24kW, Galv, OB | 3540 | STD2 | FG | - | Electric | 84 | - | 230 | 60 | OB | 0.5 | E | F | N | 24 | 2 | - | - | - | - | - | - | - | - | - | - | -
STD284-2EHN-OB | STD284, 2Mtr, 1/2 HP, Elec Htd, 460v,3ø,60Hz, 24kW, Galv, OB | 3540 | STD2 | FG | - | Electric | 84 | - | 460 | 60 | OB | 0.5 | E | H | N | 24 | 2 | - | - | - | - | - | - | - | - | - | - | -
STD284-2EIN-OB | STD284, 2Mtr, 1/2 HP, Elec Htd, 575v,3ø,60Hz, 24kW, Galv, OB | 3540 | STD2 | FG | - | Electric | 84 | - | 575 | 60 | OB | 0.5 | E | I | N | 24 | 2 | - | - | - | - | - | - | - | - | - | - | -
STD296-2EBH-OB | STD296, 2Mtr, 1/2 HP, Elec Htd, 208v,1ø,60Hz, 12kW, Galv, OB | 3615 | STD2 | FG | - | Electric | 96 | 208 | - | 60 | OB | 0.5 | E | B | H | 12 | 2 | - | - | - | - | - | - | - | - | - | - | -
STD296-2ECH-OB | STD296, 2Mtr, 1/2 HP, Elec Htd, 230v,1ø,60Hz, 12kW, Galv, OB | 3615 | STD2 | FG | - | Electric | 96 | 230 | - | 60 | OB | 0.5 | E | C | H | 12 | 2 | - | - | - | - | - | - | - | - | - | - | -
STD296-2EEN-OB | STD296, 2Mtr, 1/2 HP, Elec Htd, 208v,3ø,60Hz, 24kW, Galv, OB | 3615 | STD2 | FG | - | Electric | 96 | - | 208 | 60 | OB | 0.5 | E | E | N | 24 | 2 | - | - | - | - | - | - | - | - | - | - | -
STD296-2EFN-OB | STD296, 2Mtr, 1/2 HP, Elec Htd, 230v,3ø,60Hz, 24kW, Galv, OB | 3615 | STD2 | FG | - | Electric | 96 | - | 230 | 60 | OB | 0.5 | E | F | N | 24 | 2 | - | - | - | - | - | - | - | - | - | - | -
STD296-2EHN-OB | STD296, 2Mtr, 1/2 HP, Elec Htd, 460v,3ø,60Hz, 24kW, Galv, OB | 3615 | STD2 | FG | - | Electric | 96 | - | 460 | 60 | OB | 0.5 | E | H | N | 24 | 2 | - | - | - | - | - | - | - | - | - | - | -
STD296-2EIN-OB | STD296, 2Mtr, 1/2 HP, Elec Htd, 575v,3ø,60Hz, 24kW, Galv, OB | 3615 | STD2 | FG | - | Electric | 96 | - | 575 | 60 | OB | 0.5 | E | I | N | 24 | 3 | - | - | - | - | - | - | - | - | - | - | -
STD2108-3EHS-OB | STD2108, 3Mtr, 1/2 HP, Elec Htd, 460v,3ø,60Hz, 36kW, Galv, OB | 4605 | STD2 | FG | - | Electric | 108 | - | 460 | 60 | OB | 0.5 | E | H | S | 36 | 3 | - | - | - | - | - | - | - | - | - | - | -
STD2108-3EIS-OB | STD2108, 3Mtr, 1/2 HP, Elec Htd, 575v,3ø,60Hz, 36kW, Galv, OB | 4605 | STD2 | FG | - | Electric | 108 | - | 575 | 60 | OB | 0.5 | E | I | S | 36 | 3 | - | - | - | - | - | - | - | - | - | - | -
STD2120-3EHS-OB | STD2120, 3Mtr, 1/2 HP, Elec Htd, 460v,3ø,60Hz, 36kW, Galv, OB | 4685 | STD2 | FG | - | Electric | 120 | - | 460 | 60 | OB | 0.5 | E | H | S | 36 | 3 | - | - | - | - | - | - | - | - | - | - | -
STD2120-3EIS-OB | STD2120, 3Mtr, 1/2 HP, Elec Htd, 575v,3ø,60Hz, 36kW, Galv, OB | 4685 | STD2 | FG | - | Electric | 120 | - | 575 | 60 | OB | 0.5 | E | I | S | 36 | 3 | - | - | - | - | - | - | - | - | - | - | -
STD2144-3EHS-OB | STD2144, 3Mtr, 1/2 HP, Elec Htd, 460v,3ø,60Hz, 36kW, Galv, OB | 4760 | STD2 | FG | - | Electric | 144 | - | 460 | 60 | OB | 0.5 | E | H | S | 36 | 3 | - | - | - | - | - | - | - | - | - | - | -
STD2144-3EIS-OB | STD2144, 3Mtr, 1/2 HP, Elec Htd, 575v,3ø,60Hz, 36kW, Galv, OB | 4760 | STD2 | FG | - | Electric | 144 | - | 575 | 60 | OB | 0.5 | E | I | S | 36 | 3 | - | - | - | - | - | - | - | - | - | - | -
STD2 HW-S
STD236-1WA-OB | STD236, 1Mtr, 1/2 HP, HW Htd, 1 Row, 115v,1ø,60Hz, Galv, OB | 1695 | STD2 | FG | - | Hot Water | 36 | 115 | - | 60 | OB | 0.5 | W | A | - | 37 | 1 | - | - | - | - | - | - | - | - | - | - | -
STD236-1WD-OB | STD236, 1Mtr, 1/2 HP, HW Htd, 1 Row, 208/230v,1ø,60Hz, Galv, OB | 1695 | STD2 | FG | - | Hot Water | 36 | 208/230 | - | 60 | OB | 0.5 | W | D | - | 37 | 1 | - | - | - | - | - | - | - | - | - | - | -
STD236-1WG-OB | STD236, 1Mtr, 1/2 HP, HW Htd, 1 Row, 208/230v,3ø,60Hz, Galv, OB | 1780 | STD2 | FG | - | Hot Water | 36 | - | 208/230 | 60 | OB | 0.5 | W | G | - | 37 | 1 | - | - | - | - | - | - | - | - | - | - | -
STD236-1WH-OB | STD236, 1Mtr, 1/2 HP, HW Htd, 1 Row, 460v,3ø,60Hz, Galv, OB | 1780 | STD2 | FG | - | Hot Water | 36 | - | 460 | 60 | OB | 0.5 | W | H | - | 37 | 1 | - | - | - | - | - | - | - | - | - | - | -
STD236-1WI-OB | STD236, 1Mtr, 1/2 HP, HW Htd, 1 Row, 575v,3ø,60Hz, Galv, OB | 1805 | STD2 | FG | - | Hot Water | 36 | - | 575 | 60 | OB | 0.5 | W | I | - | 37 | 1 | - | - | - | - | - | - | - | - | - | - | -
STD236-1WU-OB | STD236, 1Mtr, 1/2 HP, HW Htd, 1 Row, 220v,1ø,50Hz, Galv, OB | 1720 | STD2 | FG | - | Hot Water | 36 | 220 | - | 50 | OB | 0.5 | W | U | - | 37 | 1 | - | - | - | - | - | - | - | - | - | - | -
STD236-1WW-OB | STD236, 1Mtr, 1/2 HP, HW Htd, 1 Row, 380/415v,3ø,50Hz, Galv, OB | 1805 | STD2 | FG | - | Hot Water | 36 | - | 380/415 | 50 | OB | 0.5 | W | W | - | 37 | 1 | - | - | - | - | - | - | - | - | - | - | -
STD236-1YA-OB | STD236, 1Mtr, 1/2 HP, S Htd, 1 Row, 115v,1ø,60Hz, Galv, OB | 1695 | STD2 | FG | - | Steam | 36 | 115 | - | 60 | OB | 0.5 | Y | A | - | 48 | 1 | - | - | - | - | - | - | - | - | - | - | -
STD236-1YD-OB | STD236, 1Mtr, 1/2 HP, S Htd, 1 Row, 208/230v,1ø,60Hz, Galv, OB | 1695 | STD2 | FG | - | Steam | 36 | 208/230 | - | 60 | OB | 0.5 | Y | D | - | 48 | 1 | - | - | - | - | - | - | - | - | - | - | -
STD236-1YG-OB | STD236, 1Mtr, 1/2 HP, S Htd, 1 Row, 208/230v,3ø,60Hz, Galv, OB | 1780 | STD2 | FG | - | Steam | 36 | - | 208/230 | 60 | OB | 0.5 | Y | G | - | 48 | 1 | - | - | - | - | - | - | - | - | - | - | -
STD236-1YH-OB | STD236, 1Mtr, 1/2 HP, S Htd, 1 Row, 460v,3ø,60Hz, Galv, OB | 1780 | STD2 | FG | - | Steam | 36 | - | 460 | 60 | OB | 0.5 | Y | H | - | 48 | 1 | - | - | - | - | - | - | - | - | - | - | -
STD236-1YI-OB | STD236, 1Mtr, 1/2 HP, S Htd, 1 Row, 575v,3ø,60Hz, Galv, OB | 1805 | STD2 | FG | - | Steam | 36 | - | 575 | 60 | OB | 0.5 | Y | I | - | 48 | 1 | - | - | - | - | - | - | - | - | - | - | -
STD236-1YU-OB | STD236, 1Mtr, 1/2 HP, S Htd, 1 Row, 220v,1ø,50Hz, Galv, OB | 1720 | STD2 | FG | - | Steam | 36 | 220 | - | 50 | OB | 0.5 | Y | U | - | 48 | 1 | - | - | - | - | - | - | - | - | - | - | -
STD236-1YW-OB | STD236, 1Mtr, 1/2 HP, S Htd, 1 Row, 380/415v,3ø,50Hz, Galv, OB | 1805 | STD2 | FG | - | Steam | 36 | - | 380/415 | 50 | OB | 0.5 | Y | W | - | 48 | 1 | - | - | - | - | - | - | - | - | - | - | -
STD242-1WA-OB | STD242, 1Mtr, 1/2 HP, HW Htd, 1 Row, 115v,1ø,60Hz, Galv, OB | 1770 | STD2 | FG | - | Hot Water | 42 | 115 | - | 60 | OB | 0.5 | W | A | - | 43 | 1 | - | - | - | - | - | - | - | - | - | - | -
STD242-1WD-OB | STD242, 1Mtr, 1/2 HP, HW Htd, 1 Row, 208/230v,1ø,60Hz, Galv, OB | 1770 | STD2 | FG | - | Hot Water | 42 | 208/230 | - | 60 | OB | 0.5 | W | D | - | 43 | 1 | - | - | - | - | - | - | - | - | - | - | -
STD242-1WG-OB | STD242, 1Mtr, 1/2 HP, HW Htd, 1 Row, 208/230v,3ø,60Hz, Galv, OB | 1855 | STD2 | FG | - | Hot Water | 42 | - | 208/230 | 60 | OB | 0.5 | W | G | - | 43 | 1 | - | - | - | - | - | - | - | - | - | - | -
STD242-1WH-OB | STD242, 1Mtr, 1/2 HP, HW Htd, 1 Row, 460v,3ø,60Hz, Galv, OB | 1855 | STD2 | FG | - | Hot Water | 42 | - | 460 | 60 | OB | 0.5 | W | H | - | 43 | 1 | - | - | - | - | - | - | - | - | - | - | -
STD242-1WI-OB | STD242, 1Mtr, 1/2 HP, HW Htd, 1 Row, 575v,3ø,60Hz, Galv, OB | 1880 | STD2 | FG | - | Hot Water | 42 | - | 575 | 60 | OB | 0.5 | W | I | - | 43 | 1 | - | - | - | - | - | - | - | - | - | - | -
STD242-1WU-OB | STD242, 1Mtr, 1/2 HP, HW Htd, 1 Row, 220v,1ø,50Hz, Galv, OB | 1795 | STD2 | FG | - | Hot Water | 42 | 220 | - | 50 | OB | 0.5 | W | U | - | 43 | 1 | - | - | - | - | - | - | - | - | - | - | -
STD242-1WW-OB | STD242, 1Mtr, 1/2 HP, HW Htd, 1 Row, 380/415v,3ø,50Hz, Galv, OB | 1880 | STD2 | FG | - | Hot Water | 42 | - | 380/415 | 50 | OB | 0.5 | W | W | - | 43 | 1 | - | - | - | - | - | - | - | - | - | - | -
STD242-1YA-OB | STD242, 1Mtr, 1/2 HP, S Htd, 1 Row, 115v,1ø,60Hz, Galv, OB | 1770 | STD2 | FG | - | Steam | 42 | 115 | - | 60 | OB | 0.5 | Y | A | - | 55 | 1 | - | - | - | - | - | - | - | - | - | - | -
STD242-1YD-OB | STD242, 1Mtr, 1/2 HP, S Htd, 1 Row, 208/230v,1ø,60Hz, Galv, OB | 1770 | STD2 | FG | - | Steam | 42 | 208/230 | - | 60 | OB | 0.5 | Y | D | - | 55 | 1 | - | - | - | - | - | - | - | - | - | - | -
STD242-1YG-OB | STD242, 1Mtr, 1/2 HP, S Htd, 1 Row, 208/230v,3ø,60Hz, Galv, OB | 1855 | STD2 | FG | - | Steam | 42 | - | 208/230 | 60 | OB | 0.5 | Y | G | - | 55 | 1 | - | - | - | - | - | - | - | - | - | - | -
STD242-1YH-OB | STD242, 1Mtr, 1/2 HP, S Htd, 1 Row, 460v,3ø,60Hz, Galv, OB | 1855 | STD2 | FG | - | Steam | 42 | - | 460 | 60 | OB | 0.5 | Y | H | - | 55 | 1 | - | - | - | - | - | - | - | - | - | - | -
STD242-1YI-OB | STD242, 1Mtr, 1/2 HP, S Htd, 1 Row, 575v,3ø,60Hz, Galv, OB | 1880 | STD2 | FG | - | Steam | 42 | - | 575 | 60 | OB | 0.5 | Y | I | - | 55 | 1 | - | - | - | - | - | - | - | - | - | - | -
STD242-1YU-OB | STD242, 1Mtr, 1/2 HP, S Htd, 1 Row, 220v,1ø,50Hz, Galv, OB | 1795 | STD2 | FG | - | Steam | 42 | 220 | - | 50 | OB | 0.5 | Y | U | - | 55 | 1 | - | - | - | - | - | - | - | - | - | - | -
STD242-1YW-OB | STD242, 1Mtr, 1/2 HP, S Htd, 1 Row, 380/415v,3ø,50Hz, Galv, OB | 1880 | STD2 | FG | - | Steam | 42 | - | 380/415 | 50 | OB | 0.5 | Y | W | - | 55 | 1 | - | - | - | - | - | - | - | - | - | - | -
STD248-1WA-OB | STD248, 1Mtr, 1/2 HP, HW Htd, 1 Row, 115v,1ø,60Hz, Galv, OB | 1820 | STD2 | FG | - | Hot Water | 48 | 115 | - | 60 | OB | 0.5 | W | A | - | 46 | 1 | - | - | - | - | - | - | - | - | - | - | -
STD248-1WD-OB | STD248, 1Mtr, 1/2 HP, HW Htd, 1 Row, 208/230v,1ø,60Hz, Galv, OB | 1820 | STD2 | FG | - | Hot Water | 48 | 208/230 | - | 60 | OB | 0.5 | W | D | - | 46 | 1 | - | - | - | - | - | - | - | - | - | - | -
STD248-1WG-OB | STD248, 1Mtr, 1/2 HP, HW Htd, 1 Row, 208/230v,3ø,60Hz, Galv, OB | 1905 | STD2 | FG | - | Hot Water | 48 | - | 208/230 | 60 | OB | 0.5 | W | G | - | 46 | 1 | - | - | - | - | - | - | - | - | - | - | -
STD248-1WH-OB | STD248, 1Mtr, 1/2 HP, HW Htd, 1 Row, 460v,3ø,60Hz, Galv, OB | 1905 | STD2 | FG | - | Hot Water | 48 | - | 460 | 60 | OB | 0.5 | W | H | - | 46 | 1 | - | - | - | - | - | - | - | - | - | - | -
STD248-1WI-OB | STD248, 1Mtr, 1/2 HP, HW Htd, 1 Row, 575v,3ø,60Hz, Galv, OB | 1930 | STD2 | FG | - | Hot Water | 48 | - | 575 | 60 | OB | 0.5 | W | I | - | 46 | 1 | - | - | - | - | - | - | - | - | - | - | -
STD248-1WU-OB | STD248, 1Mtr, 1/2 HP, HW Htd, 1 Row, 220v,1ø,50Hz, Galv, OB | 1845 | STD2 | FG | - | Hot Water | 48 | 220 | - | 50 | OB | 0.5 | W | U | - | 46 | 1 | - | - | - | - | - | - | - | - | - | - | -
STD248-1WW-OB | STD248, 1Mtr, 1/2 HP, HW Htd, 1 Row, 380/415v,3ø,50Hz, Galv, OB | 1930 | STD2 | FG | - | Hot Water | 48 | - | 380/415 | 50 | OB | 0.5 | W | W | - | 46 | 1 | - | - | - | - | - | - | - | - | - | - | -
STD248-1YA-OB | STD248, 1Mtr, 1/2 HP, S Htd, 1 Row, 115v,1ø,60Hz, Galv, OB | 1820 | STD2 | FG | - | Steam | 48 | 115 | - | 60 | OB | 0.5 | Y | A | - | 60 | 1 | - | - | - | - | - | - | - | - | - | - | -
STD248-1YD-OB | STD248, 1Mtr, 1/2 HP, S Htd, 1 Row, 208/230v,1ø,60Hz, Galv, OB | 1820 | STD2 | FG | - | Steam | 48 | 208/230 | - | 60 | OB | 0.5 | Y | D | - | 60 | 1 | - | - | - | - | - | - | - | - | - | - | -
STD248-1YG-OB | STD248, 1Mtr, 1/2 HP, S Htd, 1 Row, 208/230v,3ø,60Hz, Galv, OB | 1905 | STD2 | FG | - | Steam | 48 | - | 208/230 | 60 | OB | 0.5 | Y | G | - | 60 | 1 | - | - | - | - | - | - | - | - | - | - | -
STD248-1YH-OB | STD248, 1Mtr, 1/2 HP, S Htd, 1 Row, 460v,3ø,60Hz, Galv, OB | 1905 | STD2 | FG | - | Steam | 48 | - | 460 | 60 | OB | 0.5 | Y | H | - | 60 | 1 | - | - | - | - | - | - | - | - | - | - | -
STD248-1YI-OB | STD248, 1Mtr, 1/2 HP, S Htd, 1 Row, 575v,3ø,60Hz, Galv, OB | 1930 | STD2 | FG | - | Steam | 48 | - | 575 | 60 | OB | 0.5 | Y | I | - | 60 | 1 | - | - | - | - | - | - | - | - | - | - | -
STD248-1YU-OB | STD248, 1Mtr, 1/2 HP, S Htd, 1 Row, 220v,1ø,50Hz, Galv, OB | 1845 | STD2 | FG | - | Steam | 48 | 220 | - | 50 | OB | 0.5 | Y | U | - | 60 | 1 | - | - | - | - | - | - | - | - | - | - | -
STD248-1YW-OB | STD248, 1Mtr, 1/2 HP, S Htd, 1 Row, 380/415v,3ø,50Hz, Galv, OB | 1930 | STD2 | FG | - | Steam | 48 | - | 380/415 | 50 | OB | 0.5 | Y | W | - | 60 | 1 | - | - | - | - | - | - | - | - | - | - | -
STD260-2WA-OB | STD260, 2Mtr, 1/2 HP, HW Htd, 1 Row, 115v,1ø,60Hz, Galv, OB | 2550 | STD2 | FG | - | Hot Water | 60 | 115 | - | 60 | OB | 0.5 | W | A | - | 69 | 2 | - | - | - | - | - | - | - | - | - | - | -
STD260-2WD-OB | STD260, 2Mtr, 1/2 HP, HW Htd, 1 Row, 208/230v,1ø,60Hz, Galv, OB | 2550 | STD2 | FG | - | Hot Water | 60 | 208/230 | - | 60 | OB | 0.5 | W | D | - | 69 | 2 | - | - | - | - | - | - | - | - | - | - | -
STD260-2WG-OB | STD260, 2Mtr, 1/2 HP, HW Htd, 1 Row, 208/230v,3ø,60Hz, Galv, OB | 2720 | STD2 | FG | - | Hot Water | 60 | - | 208/230 | 60 | OB | 0.5 | W | G | - | 69 | 2 | - | - | - | - | - | - | - | - | - | - | -
STD260-2WH-OB | STD260, 2Mtr, 1/2 HP, HW Htd, 1 Row, 460v,3ø,60Hz, Galv, OB | 2720 | STD2 | FG | - | Hot Water | 60 | - | 460 | 60 | OB | 0.5 | W | H | - | 69 | 2 | - | - | - | - | - | - | - | - | - | - | -
STD260-2WI-OB | STD260, 2Mtr, 1/2 HP, HW Htd, 1 Row, 575v,3ø,60Hz, Galv, OB | 2770 | STD2 | FG | - | Hot Water | 60 | - | 575 | 60 | OB | 0.5 | W | I | - | 69 | 2 | - | - | - | - | - | - | - | - | - | - | -
STD260-2WU-OB | STD260, 2Mtr, 1/2 HP, HW Htd, 1 Row, 220v,1ø,50Hz, Galv, OB | 2600 | STD2 | FG | - | Hot Water | 60 | 220 | - | 50 | OB | 0.5 | W | U | - | 69 | 2 | - | - | - | - | - | - | - | - | - | - | -
STD260-2WW-OB | STD260, 2Mtr, 1/2 HP, HW Htd, 1 Row, 380/415v,3ø,50Hz, Galv, OB | 2770 | STD2 | FG | - | Hot Water | 60 | - | 380/415 | 50 | OB | 0.5 | W | W | - | 69 | 2 | - | - | - | - | - | - | - | - | - | - | -
STD260-2YA-OB | STD260, 2Mtr, 1/2 HP, S Htd, 1 Row, 115v,1ø,60Hz, Galv, OB | 2550 | STD2 | FG | - | Steam | 60 | 115 | - | 60 | OB | 0.5 | Y | A | - | 96 | 2 | - | - | - | - | - | - | - | - | - | - | -
STD260-2YD-OB | STD260, 2Mtr, 1/2 HP, S Htd, 1 Row, 208/230v,1ø,60Hz, Galv, OB | 2550 | STD2 | FG | - | Steam | 60 | 208/230 | - | 60 | OB | 0.5 | Y | D | - | 96 | 2 | - | - | - | - | - | - | - | - | - | - | -
STD260-2YG-OB | STD260, 2Mtr, 1/2 HP, S Htd, 1 Row, 208/230v,3ø,60Hz, Galv, OB | 2720.3 | STD2 | FG | - | Steam | 60 | - | 208/230 | 60 | OB | 0.5 | Y | G | - | 96 | 2 | - | - | - | - | - | - | - | - | - | - | -
STD260-2YH-OB | STD260, 2Mtr, 1/2 HP, S Htd, 1 Row, 460v,3ø,60Hz, Galv, OB | 2720.3 | STD2 | FG | - | Steam | 60 | - | 460 | 60 | OB | 0.5 | Y | H | - | 96 | 2 | - | - | - | - | - | - | - | - | - | - | -
STD260-2YI-OB | STD260, 2Mtr, 1/2 HP, S Htd, 1 Row, 575v,3ø,60Hz, Galv, OB | 2770.3 | STD2 | FG | - | Steam | 60 | - | 575 | 60 | OB | 0.5 | Y | I | - | 96 | 2 | - | - | - | - | - | - | - | - | - | - | -
STD260-2YU-OB | STD260, 2Mtr, 1/2 HP, S Htd, 1 Row, 220v,1ø,50Hz, Galv, OB | 2600 | STD2 | FG | - | Steam | 60 | 220 | - | 50 | OB | 0.5 | Y | U | - | 96 | 2 | - | - | - | - | - | - | - | - | - | - | -
STD260-2YW-OB | STD260, 2Mtr, 1/2 HP, S Htd, 1 Row, 380/415v, 3ø,50Hz, Galv, OB | 2770.3 | STD2 | FG | - | Steam | 60 | - | 380/415 | 50 | OB | 0.5 | Y | W | - | 96 | 2 | - | - | - | - | - | - | - | - | - | - | -
STD272-2WA-OB | STD272, 2Mtr, 1/2 HP, HW Htd, 1 Row, 115v,1ø,60Hz, Galv, OB | 2730 | STD2 | FG | - | Hot Water | 72 | 115 | - | 60 | OB | 0.5 | W | A | - | 77 | 2 | - | - | - | - | - | - | - | - | - | - | -
STD272-2WD-OB | STD272, 2Mtr, 1/2 HP, HW Htd, 1 Row, 208/230v,1ø,60Hz, Galv, OB | 2730 | STD2 | FG | - | Hot Water | 72 | 208/230 | - | 60 | OB | 0.5 | W | D | - | 77 | 2 | - | - | - | - | - | - | - | - | - | - | -
STD272-2WG-OB | STD272, 2Mtr, 1/2 HP, HW Htd, 1 Row, 208/230v,3ø,60Hz, Galv, OB | 2905 | STD2 | FG | - | Hot Water | 72 | - | 208/230 | 60 | OB | 0.5 | W | G | - | 77 | 2 | - | - | - | - | - | - | - | - | - | - | -
STD272-2WH-OB | STD272, 2Mtr, 1/2 HP, HW Htd, 1 Row, 460v,3ø,60Hz, Galv, OB | 2905 | STD2 | FG | - | Hot Water | 72 | - | 460 | 60 | OB | 0.5 | W | H | - | 77 | 2 | - | - | - | - | - | - | - | - | - | - | -
STD272-2WI-OB | STD272, 2Mtr, 1/2 HP, HW Htd, 1 Row, 575v,3ø,60Hz, Galv, OB | 2955 | STD2 | FG | - | Hot Water | 72 | - | 575 | 60 | OB | 0.5 | W | I | - | 77 | 2 | - | - | - | - | - | - | - | - | - | - | -
STD272-2WU-OB | STD272, 2Mtr, 1/2 HP, HW Htd, 1 Row, 220v,1ø,50Hz, Galv, OB | 2780 | STD2 | FG | - | Hot Water | 72 | 220 | - | 50 | OB | 0.5 | W | U | - | 77 | 2 | - | - | - | - | - | - | - | - | - | - | -
STD272-2WW-OB | STD272, 2Mtr, 1/2 HP, HW Htd, 1 Row, 380/415v,3ø,50Hz, Galv, OB | 2955 | STD2 | FG | - | Hot Water | 72 | - | 380/415 | 50 | OB | 0.5 | W | W | - | 77 | 2 | - | - | - | - | - | - | - | - | - | - | -
STD272-2YA-OB | STD272, 2Mtr, 1/2 HP, S Htd, 1 Row, 115v,1ø,60Hz, Galv, OB | 2730 | STD2 | FG | - | Steam | 72 | 115 | - | 60 | OB | 0.5 | Y | A | - | 108 | 2 | - | - | - | - | - | - | - | - | - | - | -
STD272-2YD-OB | STD272, 2Mtr, 1/2 HP, S Htd, 1 Row, 208/230v,1ø,60Hz, Galv, OB | 2730 | STD2 | FG | - | Steam | 72 | 208/230 | - | 60 | OB | 0.5 | Y | D | - | 108 | 2 | - | - | - | - | - | - | - | - | - | - | -
STD272-2YG-OB | STD272, 2Mtr, 1/2 HP, S Htd, 1 Row, 208/230v,3ø,60Hz, Galv, OB | 2905 | STD2 | FG | - | Steam | 72 | - | 208/230 | 60 | OB | 0.5 | Y | G | - | 108 | 2 | - | - | - | - | - | - | - | - | - | - | -
STD272-2YH-OB | STD272, 2Mtr, 1/2 HP, S Htd, 1 Row, 460v,3ø,60Hz, Galv, OB | 2905 | STD2 | FG | - | Steam | 72 | - | 460 | 60 | OB | 0.5 | Y | H | - | 108 | 2 | - | - | - | - | - | - | - | - | - | - | -
STD272-2YI-OB | STD272, 2Mtr, 1/2 HP, S Htd, 1 Row, 575v,3ø,60Hz, Galv, OB | 2955 | STD2 | FG | - | Steam | 72 | - | 575 | 60 | OB | 0.5 | Y | I | - | 108 | 2 | - | - | - | - | - | - | - | - | - | - | -
STD272-2YU-OB | STD272, 2Mtr, 1/2 HP, S Htd, 1 Row, 220v,1ø,50Hz, Galv, OB | 2780 | STD2 | FG | - | Steam | 72 | 220 | - | 50 | OB | 0.5 | Y | U | - | 108 | 2 | - | - | - | - | - | - | - | - | - | - | -
STD272-2YW-OB | STD272, 2Mtr, 1/2 HP, S Htd, 1 Row, 380/415v, 3ø,50Hz, Galv, OB | 2955 | STD2 | FG | - | Steam | 72 | - | 380/415 | 50 | OB | 0.5 | Y | W | - | 108 | 2 | - | - | - | - | - | - | - | - | - | - | -
STD284-2WA-OB | STD284, 2Mtr, 1/2 HP, HW Htd, 1 Row, 115v,1ø,60Hz, Galv, OB | 2980 | STD2 | FG | - | Hot Water | 84 | 115 | - | 60 | OB | 0.5 | W | A | - | 88 | 2 | - | - | - | - | - | - | - | - | - | - | -
STD284-2WD-OB | STD284, 2Mtr, 1/2 HP, HW Htd, 1 Row, 208/230v,1ø,60Hz, Galv, OB | 2980 | STD2 | FG | - | Hot Water | 84 | 208/230 | - | 60 | OB | 0.5 | W | D | - | 88 | 2 | - | - | - | - | - | - | - | - | - | - | -
STD284-2WG-OB | STD284, 2Mtr, 1/2 HP, HW Htd, 1 Row, 208/230v,3ø,60Hz, Galv, OB | 3150 | STD2 | FG | - | Hot Water | 84 | - | 208/230 | 60 | OB | 0.5 | W | G | - | 88 | 2 | - | - | - | - | - | - | - | - | - | - | -
STD284-2WH-OB | STD284, 2Mtr, 1/2 HP, HW Htd, 1 Row, 460v,3ø,60Hz, Galv, OB | 3150 | STD2 | FG | - | Hot Water | 84 | - | 460 | 60 | OB | 0.5 | W | H | - | 88 | 2 | - | - | - | - | - | - | - | - | - | - | -
STD284-2WI-OB | STD284, 2Mtr, 1/2 HP, HW Htd, 1 Row, 575v,3ø,60Hz, Galv, OB | 3200 | STD2 | FG | - | Hot Water | 84 | - | 575 | 60 | OB | 0.5 | W | I | - | 88 | 2 | - | - | - | - | - | - | - | - | - | - | -
STD284-2WU-OB | STD284, 2Mtr, 1/2 HP, HW Htd, 1 Row, 220v,1ø,50Hz, Galv, OB | 3030 | STD2 | FG | - | Hot Water | 84 | 220 | - | 50 | OB | 0.5 | W | U | - | 88 | 2 | - | - | - | - | - | - | - | - | - | - | -
STD284-2WW-OB | STD284, 2Mtr, 1/2 HP, HW Htd, 1 Row, 380/415v, 3ø,50Hz, Galv, OB | 3200 | STD2 | FG | - | Hot Water | 84 | - | 380/415 | 50 | OB | 0.5 | W | W | - | 88 | 2 | - | - | - | - | - | - | - | - | - | - | -
STD284-2YA-OB | STD284, 2Mtr, 1/2 HP, S Htd, 1 Row, 115v,1ø,60Hz, Galv, OB | 2980 | STD2 | FG | - | Steam | 84 | 115 | - | 60 | OB | 0.5 | Y | A | - | 120 | 2 | - | - | - | - | - | - | - | - | - | - | -
STD284-2YD-OB | STD284, 2Mtr, 1/2 HP, S Htd, 1 Row, 208/230v,1ø,60Hz, Galv, OB | 2980 | STD2 | FG | - | Steam | 84 | 208/230 | - | 60 | OB | 0.5 | Y | D | - | 120 | 2 | - | - | - | - | - | - | - | - | - | - | -
STD284-2YG-OB | STD284, 2Mtr, 1/2 HP, S Htd, 1 Row, 208/230v,3ø,60Hz, Galv, OB | 3150 | STD2 | FG | - | Steam | 84 | - | 208/230 | 60 | OB | 0.5 | Y | G | - | 120 | 2 | - | - | - | - | - | - | - | - | - | - | -
STD284-2YH-OB | STD284, 2Mtr, 1/2 HP, S Htd, 1 Row, 460v,3ø,60Hz, Galv, OB | 3150 | STD2 | FG | - | Steam | 84 | - | 460 | 60 | OB | 0.5 | Y | H | - | 120 | 2 | - | - | - | - | - | - | - | - | - | - | -
STD284-2YI-OB | STD284, 2Mtr, 1/2 HP, S Htd, 1 Row, 575v,3ø,60Hz, Galv, OB | 3200 | STD2 | FG | - | Steam | 84 | - | 575 | 60 | OB | 0.5 | Y | I | - | 120 | 2 | - | - | - | - | - | - | - | - | - | - | -
STD284-2YU-OB | STD284, 2Mtr, 1/2 HP, S Htd, 1 Row, 220v,1ø,50Hz, Galv, OB | 3030 | STD2 | FG | - | Steam | 84 | 220 | - | 50 | OB | 0.5 | Y | U | - | 120 | 2 | - | - | - | - | - | - | - | - | - | - | -
STD284-2YW-OB | STD284, 2Mtr, 1/2 HP, S Htd, 1 Row, 380/415v,3ø,60Hz, Galv, OB | 3200 | STD2 | FG | - | Steam | 84 | - | 380/415 | 50 | OB | 0.5 | Y | W | - | 120 | 2 | - | - | - | - | - | - | - | - | - | - | -
STD296-2WA-OB | STD296, 2Mtr, 1/2 HP, HW Htd, 1 Row, 115v,1ø,60Hz, Galv, OB | 3185 | STD2 | FG | - | Hot Water | 96 | 115 | - | 60 | OB | 0.5 | W | A | - | 95 | 2 | - | - | - | - | - | - | - | - | - | - | -
STD296-2WD-OB | STD296, 2Mtr, 1/2 HP, HW Htd, 1 Row, 208/230v,1ø,60Hz, Galv, OB | 3185 | STD2 | FG | - | Hot Water | 96 | 208/230 | - | 60 | OB | 0.5 | W | D | - | 95 | 2 | - | - | - | - | - | - | - | - | - | - | -
STD296-2WG-OB | STD296, 2Mtr, 1/2 HP, HW Htd, 1 Row, 208/230v,3ø,60Hz, Galv, OB | 3355 | STD2 | FG | - | Hot Water | 96 | - | 208/230 | 60 | OB | 0.5 | W | G | - | 95 | 2 | - | - | - | - | - | - | - | - | - | - | -
STD296-2WH-OB | STD296, 2Mtr, 1/2 HP, HW Htd, 1 Row, 460v,3ø,60Hz, Galv, OB | 3355 | STD2 | FG | - | Hot Water | 96 | - | 460 | 60 | OB | 0.5 | W | H | - | 95 | 2 | - | - | - | - | - | - | - | - | - | - | -
STD296-2WI-OB | STD296, 2Mtr, 1/2 HP, HW Htd, 1 Row, 575v,3ø,60Hz, Galv, OB | 3405 | STD2 | FG | - | Hot Water | 96 | - | 575 | 60 | OB | 0.5 | W | I | - | 95 | 2 | - | - | - | - | - | - | - | - | - | - | -
STD296-2WU-OB | STD296, 2Mtr, 1/2 HP, HW Htd, 1 Row, 220v,1ø,50Hz, Galv, OB | 3235 | STD2 | FG | - | Hot Water | 96 | 220 | - | 50 | OB | 0.5 | W | U | - | 95 | 2 | - | - | - | - | - | - | - | - | - | - | -
STD296-2WW-OB | STD296, 2Mtr, 1/2 HP, HW Htd, 1 Row, 380/415v,3ø,60Hz, Galv, OB | 3405 | STD2 | FG | - | Hot Water | 96 | - | 380/415 | 50 | OB | 0.5 | W | W | - | 95 | 2 | - | - | - | - | - | - | - | - | - | - | -
STD296-2YA-OB | STD296, 2Mtr, 1/2 HP, S Htd, 1 Row, 115v,1ø,60Hz, Galv, OB | 3185 | STD2 | FG | - | Steam | 96 | 115 | - | 60 | OB | 0.5 | Y | A | - | 131 | 2 | - | - | - | - | - | - | - | - | - | - | -
STD296-2YD-OB | STD296, 2Mtr, 1/2 HP, S Htd, 1 Row, 208/230v,1ø,60Hz, Galv, OB | 3185 | STD2 | FG | - | Steam | 96 | 208/230 | - | 60 | OB | 0.5 | Y | D | - | 131 | 2 | - | - | - | - | - | - | - | - | - | - | -
STD296-2YG-OB | STD296, 2Mtr, 1/2 HP, S Htd, 1 Row, 208/230v,3ø,60Hz, Galv, OB | 3355 | STD2 | FG | - | Steam | 96 | - | 208/230 | 60 | OB | 0.5 | Y | G | - | 131 | 2 | - | - | - | - | - | - | - | - | - | - | -
STD296-2YH-OB | STD296, 2Mtr, 1/2 HP, S Htd, 1 Row, 460v,3ø,60Hz, Galv, OB | 3355 | STD2 | FG | - | Steam | 96 | - | 460 | 60 | OB | 0.5 | Y | H | - | 131 | 2 | - | - | - | - | - | - | - | - | - | - | -
STD296-2YI-OB | STD296, 2Mtr, 1/2 HP, S Htd, 1 Row, 575v,3ø,60Hz, Galv, OB | 3405 | STD2 | FG | - | Steam | 96 | - | 575 | 60 | OB | 0.5 | Y | I | - | 131 | 2 | - | - | - | - | - | - | - | - | - | - | -
STD296-2YU-OB | STD296, 2Mtr, 1/2 HP, S Htd, 1 Row, 220v,1ø,50Hz, Galv, OB | 3235 | STD2 | FG | - | Steam | 96 | 220 | - | 50 | OB | 0.5 | Y | U | - | 131 | 2 | - | - | - | - | - | - | - | - | - | - | -
STD296-2YW-OB | STD296, 2Mtr, 1/2 HP, S Htd, 1 Row, 380/415v,3ø,60Hz, Galv, OB | 3405 | STD2 | FG | - | Steam | 96 | - | 380/415 | 50 | OB | 0.5 | Y | W | - | 131 | 2 | - | - | - | - | - | - | - | - | - | - | -
STD2108-2WA-OB | STD2108, 2Mtr, 1/2 HP, HW Htd, 1 Row, 115v,1ø,60Hz, Galv, OB | 3365 | STD2 | FG | - | Hot Water | 108 | 115 | - | 60 | OB | 0.5 | W | A | - | 116 | 2 | - | - | - | - | - | - | - | - | - | - | -
STD2108-2WD-OB | STD2108, 2Mtr, 1/2 HP, HW Htd, 1 Row, 208/230v,1ø,60Hz, Galv, OB | 3365 | STD2 | FG | - | Hot Water | 108 | 208/230 | - | 60 | OB | 0.5 | W | D | - | 116 | 2 | - | - | - | - | - | - | - | - | - | - | -
STD2108-2WG-OB | STD2108, 2Mtr, 1/2 HP, HW Htd, 1 Row, 208/230v,3ø,60Hz, Galv, OB | 3540 | STD2 | FG | - | Hot Water | 108 | - | 208/230 | 60 | OB | 0.5 | W | G | - | 116 | 2 | - | - | - | - | - | - | - | - | - | - | -
STD2108-2WH-OB | STD2108, 2Mtr, 1/2 HP, HW Htd, 1 Row, 460v,3ø,60Hz, Galv, OB | 4435 | STD2 | FG | - | Hot Water | 108 | - | 460 | 60 | OB | 0.5 | W | H | - | 116 | 2 | - | - | - | - | - | - | - | - | - | - | -
STD2108-2WI-OB | STD2108, 2Mtr, 1/2 HP, HW Htd, 1 Row, 575v,3ø,60Hz, Galv, OB | 4485 | STD2 | FG | - | Hot Water | 108 | - | 575 | 60 | OB | 0.5 | W | I | - | 116 | 2 | - | - | - | - | - | - | - | - | - | - | -
STD2108-2WU-OB | STD2108, 2Mtr, 1/2 HP, HW Htd, 1 Row, 220v,1ø,50Hz, Galv, OB | 3415 | STD2 | FG | - | Hot Water | 108 | 220 | - | 50 | OB | 0.5 | W | U | - | 116 | 2 | - | - | - | - | - | - | - | - | - | - | -
STD2108-2WW-OB | STD2108, 2Mtr, 1/2 HP, HW Htd, 1 Row, 380/415v,3ø,60Hz, Galv, OB | 4485 | STD2 | FG | - | Hot Water | 108 | - | 380/415 | 50 | OB | 0.5 | W | W | - | 116 | 2 | - | - | - | - | - | - | - | - | - | - | -
STD2108-2YA-OB | STD2108, 2Mtr, 1/2 HP, S Htd, 1 Row, 115v,1ø,60Hz, Galv, OB | 3365 | STD2 | FG | - | Steam | 108 | 115 | - | 60 | OB | 0.5 | Y | A | - | 168 | 2 | - | - | - | - | - | - | - | - | - | - | -
STD2108-2YD-OB | STD2108, 2Mtr, 1/2 HP, S Htd, 1 Row, 208/230v,1ø,60Hz, Galv, OB | 3365 | STD2 | FG | - | Steam | 108 | 208/230 | - | 60 | OB | 0.5 | Y | D | - | 168 | 2 | - | - | - | - | - | - | - | - | - | - | -
STD2108-2YG-OB | STD2108, 2Mtr, 1/2 HP, S Htd, 1 Row, 208/230v,3ø,60Hz, Galv, OB | 3540 | STD2 | FG | - | Steam | 108 | - | 208/230 | 60 | OB | 0.5 | Y | G | - | 168 | 2 | - | - | - | - | - | - | - | - | - | - | -
STD2108-2YH-OB | STD2108, 2Mtr, 1/2 HP, S Htd, 1 Row, 460v,3ø,60Hz, Galv, OB | 3540 | STD2 | FG | - | Steam | 108 | - | 460 | 60 | OB | 0.5 | Y | H | - | 168 | 2 | - | - | - | - | - | - | - | - | - | - | -
STD2108-2YI-OB | STD2108, 2Mtr, 1/2 HP, S Htd, 1 Row, 575v,3ø,60Hz, Galv, OB | 3590 | STD2 | FG | - | Steam | 108 | - | 575 | 60 | OB | 0.5 | Y | I | - | 168 | 2 | - | - | - | - | - | - | - | - | - | - | -
STD2108-2YU-OB | STD2108, 2Mtr, 1/2 HP, S Htd, 1 Row, 220v,1ø,50Hz, Galv, OB | 3415 | STD2 | FG | - | Steam | 108 | 220 | - | 50 | OB | 0.5 | Y | U | - | 168 | 2 | - | - | - | - | - | - | - | - | - | - | -
STD2108-2YW-OB | STD2108, 2Mtr, 1/2 HP, S Htd, 1 Row, 380/415v,3ø,60Hz, Galv, OB | 3590 | STD2 | FG | - | Steam | 108 | - | 380/415 | 50 | OB | 0.5 | Y | W | - | 168 | 2 | - | - | - | - | - | - | - | - | - | - | -
STD2120-3WA-OB | STD2120, 3Mtr, 1/2 HP, HW Htd, 1 Row, 115v,1ø,60Hz, Galv, OB | 4565 | STD2 | FG | - | Hot Water | 120 | 115 | - | 60 | OB | 0.5 | W | A | - | 129 | 3 | - | - | - | - | - | - | - | - | - | - | -
STD2120-3WD-OB | STD2120, 3Mtr, 1/2 HP, HW Htd, 1 Row, 208/230v,1ø,60Hz, Galv, OB | 4565 | STD2 | FG | - | Hot Water | 120 | 208/230 | - | 60 | OB | 0.5 | W | D | - | 129 | 3 | - | - | - | - | - | - | - | - | - | - | -
STD2120-3WG-OB | STD2120, 3Mtr, 1/2 HP, HW Htd, 1 Row, 208/230v,3ø,60Hz, Galv, OB | 4820 | STD2 | FG | - | Hot Water | 120 | - | 208/230 | 60 | OB | 0.5 | W | G | - | 129 | 3 | - | - | - | - | - | - | - | - | - | - | -
STD2120-3WH-OB | STD2120, 3Mtr, 1/2 HP, HW Htd, 1 Row, 460v,3ø,60Hz, Galv, OB | 4820 | STD2 | FG | - | Hot Water | 120 | - | 460 | 60 | OB | 0.5 | W | H | - | 129 | 3 | - | - | - | - | - | - | - | - | - | - | -
STD2120-3WI-OB | STD2120, 3Mtr, 1/2 HP, HW Htd, 1 Row, 575v,3ø,60Hz, Galv, OB | 4895 | STD2 | FG | - | Hot Water | 120 | - | 575 | 60 | OB | 0.5 | W | I | - | 129 | 3 | - | - | - | - | - | - | - | - | - | - | -
STD2120-3WU-OB | STD2120, 3Mtr, 1/2 HP, HW Htd, 1 Row, 220v,1ø,50Hz, Galv, OB | 4640 | STD2 | FG | - | Hot Water | 120 | 220 | - | 50 | OB | 0.5 | W | U | - | 129 | 3 | - | - | - | - | - | - | - | - | - | - | -
STD2120-3WW-OB | STD2120, 3Mtr, 1/2 HP, HW Htd, 1 Row, 380/415v,3ø,60Hz, Galv, OB | 4895 | STD2 | FG | - | Hot Water | 120 | - | 380/415 | 50 | OB | 0.5 | W | W | - | 129 | 3 | - | - | - | - | - | - | - | - | - | - | -
STD2120-3YA-OB | STD2120, 3Mtr, 1/2 HP, S Htd, 1 Row, 115v,1ø,60Hz, Galv, OB | 4565 | STD2 | FG | - | Steam | 120 | 115 | - | 60 | OB | 0.5 | Y | A | - | 183 | 3 | - | - | - | - | - | - | - | - | - | - | -
STD2120-3YD-OB | STD2120, 3Mtr, 1/2 HP, S Htd, 1 Row, 208/230v,1ø,60Hz, Galv, OB | 4565 | STD2 | FG | - | Steam | 120 | 208/230 | - | 60 | OB | 0.5 | Y | D | - | 183 | 3 | - | - | - | - | - | - | - | - | - | - | -
STD2120-3YG-OB | STD2120, 3Mtr, 1/2 HP, S Htd, 1 Row, 208/230v,3ø,60Hz, Galv, OB | 4820 | STD2 | FG | - | Steam | 120 | - | 208/230 | 60 | OB | 0.5 | Y | G | - | 183 | 3 | - | - | - | - | - | - | - | - | - | - | -
STD2120-3YH-OB | STD2120, 3Mtr, 1/2 HP, S Htd, 1 Row, 460v,3ø,60Hz, Galv, OB | 4820 | STD2 | FG | - | Steam | 120 | - | 460 | 60 | OB | 0.5 | Y | H | - | 183 | 3 | - | - | - | - | - | - | - | - | - | - | -
STD2120-3YI-OB | STD2120, 3Mtr, 1/2 HP, S Htd, 1 Row, 575v,3ø,60Hz, Galv, OB | 4895 | STD2 | FG | - | Steam | 120 | - | 575 | 60 | OB | 0.5 | Y | I | - | 183 | 3 | - | - | - | - | - | - | - | - | - | - | -
STD2120-3YU-OB | STD2120, 3Mtr, 1/2 HP, S Htd, 1 Row, 220v,1ø,50Hz, Galv, OB | 4640 | STD2 | FG | - | Steam | 120 | 220 | - | 50 | OB | 0.5 | Y | U | - | 183 | 3 | - | - | - | - | - | - | - | - | - | - | -
STD2120-3YW-OB | STD2120, 3Mtr, 1/2 HP, S Htd, 1 Row, 380/415v,3ø,60Hz, Galv, OB | 4895 | STD2 | FG | - | Steam | 120 | - | 380/415 | 50 | OB | 0.5 | Y | W | - | 183 | 3 | - | - | - | - | - | - | - | - | - | - | -
STD2144-3WA-OB | STD2144, 3Mtr, 1/2 HP, HW Htd, 1 Row, 115v,1ø,60Hz, Galv, OB | 4895 | STD2 | FG | - | Hot Water | 144 | 115 | - | 60 | OB | 0.5 | W | A | - | 138 | 3 | - | - | - | - | - | - | - | - | - | - | -
STD2144-3WD-OB | STD2144, 3Mtr, 1/2 HP, HW Htd, 1 Row, 208/230v,1ø,60Hz, Galv, OB | 4895 | STD2 | FG | - | Hot Water | 144 | 208/230 | - | 60 | OB | 0.5 | W | D | - | 138 | 3 | - | - | - | - | - | - | - | - | - | - | -
STD2144-3WG-OB | STD2144, 3Mtr, 1/2 HP, HW Htd, 1 Row, 208/230v,3ø,60Hz, Galv, OB | 5155 | STD2 | FG | - | Hot Water | 144 | - | 208/230 | 60 | OB | 0.5 | W | G | - | 138 | 3 | - | - | - | - | - | - | - | - | - | - | -
STD2144-3WH-OB | STD2144, 3Mtr, 1/2 HP, HW Htd, 1 Row, 460v,3ø,60Hz, Galv, OB | 5155 | STD2 | FG | - | Hot Water | 144 | - | 460 | 60 | OB | 0.5 | W | H | - | 138 | 3 | - | - | - | - | - | - | - | - | - | - | -
STD2144-3WI-OB | STD2144, 3Mtr, 1/2 HP, HW Htd, 1 Row, 575v,3ø,60Hz, Galv, OB | 5230 | STD2 | FG | - | Hot Water | 144 | - | 575 | 60 | OB | 0.5 | W | I | - | 138 | 3 | - | - | - | - | - | - | - | - | - | - | -
STD2144-3WU-OB | STD2144, 3Mtr, 1/2 HP, HW Htd, 1 Row, 220v,1ø,50Hz, Galv, OB | 4970 | STD2 | FG | - | Hot Water | 144 | 220 | - | 50 | OB | 0.5 | W | U | - | 138 | 3 | - | - | - | - | - | - | - | - | - | - | -
STD2144-3WW-OB | STD2144, 3Mtr, 1/2 HP, HW Htd, 1 Row, 380/415v,3ø,60Hz, Galv, OB | 5230 | STD2 | FG | - | Hot Water | 144 | - | 380/415 | 50 | OB | 0.5 | W | W | - | 138 | 3 | - | - | - | - | - | - | - | - | - | - | -
STD2144-3YA-OB | STD2144, 3Mtr, 1/2 HP, S Htd, 1 Row, 115v,1ø,60Hz, Galv, OB | 4895 | STD2 | FG | - | Steam | 144 | 115 | - | 60 | OB | 0.5 | Y | A | - | 201 | 3 | - | - | - | - | - | - | - | - | - | - | -
STD2144-3YD-OB | STD2144, 3Mtr, 1/2 HP, S Htd, 1 Row, 208/230v,1ø,60Hz, Galv, OB | 4895 | STD2 | FG | - | Steam | 144 | 208/230 | - | 60 | OB | 0.5 | Y | D | - | 201 | 3 | - | - | - | - | - | - | - | - | - | - | -
STD2144-3YG-OB | STD2144, 3Mtr, 1/2 HP, S Htd, 1 Row, 208/230v,3ø,60Hz, Galv, OB | 5155 | STD2 | FG | - | Steam | 144 | - | 208/230 | 60 | OB | 0.5 | Y | G | - | 201 | 3 | - | - | - | - | - | - | - | - | - | - | -
STD2144-3YH-OB | STD2144, 3Mtr, 1/2 HP, S Htd, 1 Row, 460v,3ø,60Hz, Galv, OB | 5155 | STD2 | FG | - | Steam | 144 | - | 460 | 60 | OB | 0.5 | Y | H | - | 201 | 3 | - | - | - | - | - | - | - | - | - | - | -
STD2144-3YI-OB | STD2144, 3Mtr, 1/2 HP, S Htd, 1 Row, 575v,3ø,60Hz, Galv, OB | 5230 | STD2 | FG | - | Steam | 144 | - | 575 | 60 | OB | 0.5 | Y | I | - | 201 | 3 | - | - | - | - | - | - | - | - | - | - | -
STD2144-3YU-OB | STD2144, 3Mtr, 1/2 HP, S Htd, 1 Row, 220v,1ø,50Hz, Galv, OB | 4970 | STD2 | FG | - | Steam | 144 | 220 | - | 50 | OB | 0.5 | Y | U | - | 201 | 3 | - | - | - | - | - | - | - | - | - | - | -
STD2144-3YW-OB | STD2144, 3Mtr, 1/2 HP, S Htd, 1 Row, 380/415v,3ø,60Hz, Galv, OB | 5230 | STD2 | FG | - | Steam | 144 | - | 380/415 | 50 | OB | 0.5 | Y | W | - | 201 | 3 | - | - | - | - | - | - | - | - | - | - | -
N2 Unheated
N236-1UA-OB | N236, 1Mtr, 1/2 HP, Unhtd, 115v,1ø,60Hz, Galv, OB | 810 | N2 | FG | - | Unheated | 36 | 115 | - | 60 | OB | 0.5 | U | A | - | - | 1 | - | - | - | - | - | - | - | - | - | - | -
N236-1UD-OB | N236, 1Mtr, 1/2 HP, Unhtd, 208/230v,1ø,60Hz, Galv, OB | 810 | N2 | FG | - | Unheated | 36 | 208/230 | - | 60 | OB | 0.5 | U | D | - | - | 1 | - | - | - | - | - | - | - | - | - | - | -
N236-1UG-OB | N236, 1Mtr, 1/2 HP, Unhtd, 208/230v,3ø,60Hz, Galv, OB | 895 | N2 | FG | - | Unheated | 36 | - | 208/230 | 60 | OB | 0.5 | U | G | - | - | 1 | - | - | - | - | - | - | - | - | - | - | -
N236-1UH-OB | N236, 1Mtr, 1/2 HP, Unhtd, 460v,3ø,60Hz, Galv, OB | 895 | N2 | FG | - | Unheated | 36 | - | 460 | 60 | OB | 0.5 | U | H | - | - | 1 | - | - | - | - | - | - | - | - | - | - | -
N236-1UI-OB | N236, 1Mtr, 1/2 HP, Unhtd, 575v,3ø,60Hz, Galv, OB | 920 | N2 | FG | - | Unheated | 36 | - | 575 | 60 | OB | 0.5 | U | I | - | - | 1 | - | - | - | - | - | - | - | - | - | - | -
N236-1UU-OB | N236, 1Mtr, 1/2 HP, Unhtd, 220v,1ø,50Hz, Galv, OB | 835 | N2 | FG | - | Unheated | 36 | 220 | - | 50 | OB | 0.5 | U | U | - | - | 1 | - | - | - | - | - | - | - | - | - | - | -
N236-1UW-OB | N236, 1Mtr, 1/2 HP, Unhtd, 380/415v,3ø,50Hz, Galv, OB | 920 | N2 | FG | - | Unheated | 36 | - | 380/415 | 50 | OB | 0.5 | U | W | - | - | 1 | - | - | - | - | - | - | - | - | - | - | -
N242-1UA-OB | N242, 1Mtr, 1/2 HP, Unhtd, 115v,1ø,60Hz, Galv, OB | 835 | N2 | FG | - | Unheated | 42 | 115 | - | 60 | OB | 0.5 | U | A | - | - | 1 | - | - | - | - | - | - | - | - | - | - | -
N242-1UD-OB | N242, 1Mtr, 1/2 HP, Unhtd, 208/230v,1ø,60Hz, Galv, OB | 835 | N2 | FG | - | Unheated | 42 | 208/230 | - | 60 | OB | 0.5 | U | D | - | - | 1 | - | - | - | - | - | - | - | - | - | - | -
N242-1UG-OB | N242, 1Mtr, 1/2 HP, Unhtd, 208/230v,3ø,60Hz, Galv, OB | 920 | N2 | FG | - | Unheated | 42 | - | 208/230 | 60 | OB | 0.5 | U | G | - | - | 1 | - | - | - | - | - | - | - | - | - | - | -
N242-1UH-OB | N242, 1Mtr, 1/2 HP, Unhtd, 460v,3ø,60Hz, Galv, OB | 920 | N2 | FG | - | Unheated | 42 | - | 460 | 60 | OB | 0.5 | U | H | - | - | 1 | - | - | - | - | - | - | - | - | - | - | -
N242-1UI-OB | N242, 1Mtr, 1/2 HP, Unhtd, 575v,3ø,60Hz, Galv, OB | 945 | N2 | FG | - | Unheated | 42 | - | 575 | 60 | OB | 0.5 | U | I | - | - | 1 | - | - | - | - | - | - | - | - | - | - | -
N242-1UU-OB | N242, 1Mtr, 1/2 HP, Unhtd, 220v,1ø,50Hz, Galv, OB | 860 | N2 | FG | - | Unheated | 42 | 220 | - | 50 | OB | 0.5 | U | U | - | - | 1 | - | - | - | - | - | - | - | - | - | - | -
N242-1UW-OB | N242, 1Mtr, 1/2 HP, Unhtd, 380/415v,3ø,50Hz, Galv, OB | 945 | N2 | FG | - | Unheated | 42 | - | 380/415 | 50 | OB | 0.5 | U | W | - | - | 1 | - | - | - | - | - | - | - | - | - | - | -
N248-1UA-OB | N248, 1Mtr, 1/2 HP, Unhtd, 115v,1ø,60Hz, Galv, OB | 860 | N2 | FG | - | Unheated | 48 | 115 | - | 60 | OB | 0.5 | U | A | - | - | 1 | - | - | - | - | - | - | - | - | - | - | -
N248-1UD-OB | N248, 1Mtr, 1/2 HP, Unhtd, 208/230v,1ø,60Hz, Galv, OB | 860 | N2 | FG | - | Unheated | 48 | 208/230 | - | 60 | OB | 0.5 | U | D | - | - | 1 | - | - | - | - | - | - | - | - | - | - | -
N248-1UG-OB | N248, 1Mtr, 1/2 HP, Unhtd, 208/230v,3ø,60Hz, Galv, OB | 945 | N2 | FG | - | Unheated | 48 | - | 208/230 | 60 | OB | 0.5 | U | G | - | - | 1 | - | - | - | - | - | - | - | - | - | - | -
N248-1UH-OB | N248, 1Mtr, 1/2 HP, Unhtd, 460v,3ø,60Hz, Galv, OB | 945 | N2 | FG | - | Unheated | 48 | - | 460 | 60 | OB | 0.5 | U | H | - | - | 1 | - | - | - | - | - | - | - | - | - | - | -
N248-1UI-OB | N248, 1Mtr, 1/2 HP, Unhtd, 575v,3ø,60Hz, Galv, OB | 970 | N2 | FG | - | Unheated | 48 | - | 575 | 60 | OB | 0.5 | U | I | - | - | 1 | - | - | - | - | - | - | - | - | - | - | -
N248-1UU-OB | N248, 1Mtr, 1/2 HP, Unhtd, 220v,1ø,50Hz, Galv, OB | 885 | N2 | FG | - | Unheated | 48 | 220 | - | 50 | OB | 0.5 | U | U | - | - | 1 | - | - | - | - | - | - | - | - | - | - | -
N248-1UW-OB | N248, 1Mtr, 1/2 HP, Unhtd, 380/415v,3ø,50Hz, Galv, OB | 970 | N2 | FG | - | Unheated | 48 | - | 380/415 | 50 | OB | 0.5 | U | W | - | - | 1 | - | - | - | - | - | - | - | - | - | - | -
N260-2UA-OB | N260, 2Mtr, 1/2 HP, Unhtd, 115v,1ø,60Hz, OB | 1285 | N2 | FG | - | Unheated | 60 | 115 | - | 60 | OB | 0.5 | U | A | - | - | 2 | - | - | - | - | - | - | - | - | - | - | -
N260-2UD-OB | N260, 2Mtr, 1/2 HP, Unhtd, 208/230v,1ø,60Hz, Galv, OB | 1285 | N2 | FG | - | Unheated | 60 | 208/230 | - | 60 | OB | 0.5 | U | D | - | - | 2 | - | - | - | - | - | - | - | - | - | - | -
N260-2UG-OB | N260, 2Mtr, 1/2 HP, Unhtd, 208/230v,3ø,60Hz, Galv, OB | 1460 | N2 | FG | - | Unheated | 60 | - | 208/230 | 60 | OB | 0.5 | U | G | - | - | 2 | - | - | - | - | - | - | - | - | - | - | -
N260-2UH-OB | N260, 2Mtr, 1/2 HP, Unhtd, 460v,3ø,60Hz, Galv, OB | 1460 | N2 | FG | - | Unheated | 60 | - | 460 | 60 | OB | 0.5 | U | H | - | - | 2 | - | - | - | - | - | - | - | - | - | - | -
N260-2UI-OB | N260, 2Mtr, 1/2 HP, Unhtd,575v,3ø,60Hz, Galv, OB | 1510 | N2 | FG | - | Unheated | 60 | - | 575 | 60 | OB | 0.5 | U | I | - | - | 2 | - | - | - | - | - | - | - | - | - | - | -
N260-2UU-OB | N260, 2Mtr, 1/2 HP, Unhtd, 220v,1ø,50Hz, Galv, OB | 1335 | N2 | FG | - | Unheated | 60 | 220 | - | 50 | OB | 0.5 | U | U | - | - | 2 | - | - | - | - | - | - | - | - | - | - | -
N260-2UW-OB | N260, 2Mtr, 1/2 HP, Unhtd, 380/415v,3ø,50Hz, Galv, OB | 1510 | N2 | FG | - | Unheated | 60 | - | 380/415 | 50 | OB | 0.5 | U | W | - | - | 2 | - | - | - | - | - | - | - | - | - | - | -
N272-2UA-OB | N272, 2Mtr, 1/2 HP, Unhtd, 115v,1ø,60Hz, Galv, OB | 1400 | N2 | FG | - | Unheated | 72 | 115 | - | 60 | OB | 0.5 | U | A | - | - | 2 | - | - | - | - | - | - | - | - | - | - | -
N272-2UD-OB | N272, 2Mtr, 1/2 HP, Unhtd, 208/230v,1ø,60Hz, Galv, OB | 1400 | N2 | FG | - | Unheated | 72 | 208/230 | - | 60 | OB | 0.5 | U | D | - | - | 2 | - | - | - | - | - | - | - | - | - | - | -
N272-2UG-OB | N272, 2Mtr, 1/2 HP, Unhtd, 208/230v,3ø,60Hz, Galv, OB | 1570 | N2 | FG | - | Unheated | 72 | - | 208/230 | 60 | OB | 0.5 | U | G | - | - | 2 | - | - | - | - | - | - | - | - | - | - | -
N272-2UH-OB | N272, 2Mtr, 1/2 HP, Unhtd, 460v,3ø,60Hz, Galv, OB | 1570 | N2 | FG | - | Unheated | 72 | - | 460 | 60 | OB | 0.5 | U | H | - | - | 2 | - | - | - | - | - | - | - | - | - | - | -
N272-2UI-OB | N272, 2Mtr, 1/2 HP, Unhtd, 575v,3ø,60Hz, Galv, OB | 1620 | N2 | FG | - | Unheated | 72 | - | 575 | 60 | OB | 0.5 | U | I | - | - | 2 | - | - | - | - | - | - | - | - | - | - | -
N272-2UU-OB | N272, 2Mtr, 1/2 HP, Unhtd, 220v,1ø,50Hz, Galv, OB | 1450 | N2 | FG | - | Unheated | 72 | 220 | - | 50 | OB | 0.5 | U | U | - | - | 2 | - | - | - | - | - | - | - | - | - | - | -
N272-2UW-OB | N272, 2Mtr, 1/2 HP, Unhtd, 380/415v,3ø,50Hz, Galv, OB | 1620 | N2 | FG | - | Unheated | 72 | - | 380/415 | 50 | OB | 0.5 | U | W | - | - | 2 | - | - | - | - | - | - | - | - | - | - | -
N284-2UA-OB | N284, 2Mtr, 1/2 HP, Unhtd, 115v,1ø,60Hz, Galv, OB | 1550 | N2 | FG | - | Unheated | 84 | 115 | - | 60 | OB | 0.5 | U | A | - | - | 2 | - | - | - | - | - | - | - | - | - | - | -
N284-2UD-OB | N284, 2Mtr, 1/2 HP, Unhtd, 208/230v,1ø,60Hz, Galv, OB | 1550 | N2 | FG | - | Unheated | 84 | 208/230 | - | 60 | OB | 0.5 | U | D | - | - | 2 | - | - | - | - | - | - | - | - | - | - | -
N284-2UG-OB | N284, 2Mtr, 1/2 HP, Unhtd, 208/230v,3ø,60Hz, Galv, OB | 1720 | N2 | FG | - | Unheated | 84 | - | 208/230 | 60 | OB | 0.5 | U | G | - | - | 2 | - | - | - | - | - | - | - | - | - | - | -
N284-2UH-OB | N284, 2Mtr, 1/2 HP, Unhtd, 460v,3ø,60Hz, Galv, OB | 1720 | N2 | FG | - | Unheated | 84 | - | 460 | 60 | OB | 0.5 | U | H | - | - | 2 | - | - | - | - | - | - | - | - | - | - | -
N284-2UI-OB | N284, 2Mtr, 1/2 HP, Unhtd, 575v,3ø,60Hz, Galv, OB | 1770 | N2 | FG | - | Unheated | 84 | - | 575 | 60 | OB | 0.5 | U | I | - | - | 2 | - | - | - | - | - | - | - | - | - | - | -
N284-2UU-OB | N284, 2Mtr, 1/2 HP, Unhtd, 220v,1ø,50Hz, Galv, OB | 1600 | N2 | FG | - | Unheated | 84 | 220 | - | 50 | OB | 0.5 | U | U | - | - | 2 | - | - | - | - | - | - | - | - | - | - | -
N284-2UW-OB | N284, 2Mtr, 1/2 HP, Unhtd, 380/415v,3ø,50Hz, Galv, OB | 1770 | N2 | FG | - | Unheated | 84 | - | 380/415 | 50 | OB | 0.5 | U | W | - | - | 2 | - | - | - | - | - | - | - | - | - | - | -
N296-2UA-OB | N296, 2Mtr, 1/2 HP, Unhtd, 115v,1ø,60Hz, Galv, OB | 1665 | N2 | FG | - | Unheated | 96 | 115 | - | 60 | OB | 0.5 | U | A | - | - | 2 | - | - | - | - | - | - | - | - | - | - | -
N296-2UD-OB | N296, 2Mtr, 1/2 HP, Unhtd, 208/230v,3ø,60Hz, Galv, OB | 1665 | N2 | FG | - | Unheated | 96 | - | 208/230 | 60 | OB | 0.5 | U | D | - | - | 2 | - | - | - | - | - | - | - | - | - | - | -
N296-2UG-OB | N296, 2Mtr, 1/2 HP, Unhtd, 208/230v,3ø,60Hz, Galv, OB | 1840 | N2 | FG | - | Unheated | 96 | - | 208/230 | 60 | OB | 0.5 | U | G | - | - | 2 | - | - | - | - | - | - | - | - | - | - | -
N296-2UH-OB | N296, 2Mtr, 1/2 HP, Unhtd, 460v,3ø,60Hz, Galv, OB | 1840 | N2 | FG | - | Unheated | 96 | - | 460 | 60 | OB | 0.5 | U | H | - | - | 2 | - | - | - | - | - | - | - | - | - | - | -
N296-2UI-OB | N296, 2Mtr, 1/2 HP, Unhtd, 575v,3ø,60Hz, Galv, OB | 1890 | N2 | FG | - | Unheated | 96 | - | 575 | 60 | OB | 0.5 | U | I | - | - | 2 | - | - | - | - | - | - | - | - | - | - | -
N296-2UU-OB | N296, 2Mtr, 1/2 HP, Unhtd, 220v,1ø,50Hz, Galv, OB | 1715 | N2 | FG | - | Unheated | 96 | 220 | - | 50 | OB | 0.5 | U | U | - | - | 2 | - | - | - | - | - | - | - | - | - | - | -
N296-2UW-OB | N296, 2Mtr, 1/2 HP, Unhtd, 380/415v, 3ø,50Hz, Galv, OB | 1890 | N2 | FG | - | Unheated | 96 | - | 380/415 | 50 | OB | 0.5 | U | W | - | - | 2 | - | - | - | - | - | - | - | - | - | - | -
N2108-3UA-OB | N2108, 3Mtr, 1/2 HP, Unhtd, 115v,1ø,60Hz, Galv, OB | 2260 | N2 | FG | - | Unheated | 108 | 115 | - | 60 | OB | 0.5 | U | A | - | - | 3 | - | - | - | - | - | - | - | - | - | - | -
N2108-3UD-OB | N2108, 3Mtr, 1/2 HP, Unhtd, 208/230v,1ø,60Hz, Galv, OB | 2260 | N2 | FG | - | Unheated | 108 | 208/230 | - | 60 | OB | 0.5 | U | D | - | - | 3 | - | - | - | - | - | - | - | - | - | - | -
N2108-3UG-OB | N2108, 3Mtr, 1/2 HP, Unhtd, 208/230v,3ø,60Hz, Galv, OB | 2520 | N2 | FG | - | Unheated | 108 | - | 208/230 | 60 | OB | 0.5 | U | G | - | - | 3 | - | - | - | - | - | - | - | - | - | - | -
N2108-3UH-OB | N2108, 3Mtr, 1/2 HP, Unhtd, 460v,3ø,60Hz, Galv, OB | 2520 | N2 | FG | - | Unheated | 108 | - | 460 | 60 | OB | 0.5 | U | H | - | - | 3 | - | - | - | - | - | - | - | - | - | - | -
N2108-3UI-OB | N2108, 3Mtr, 1/2 HP, Unhtd, 575v,3ø,60Hz, Galv, OB | 2595 | N2 | FG | - | Unheated | 108 | - | 575 | 60 | OB | 0.5 | U | I | - | - | 3 | - | - | - | - | - | - | - | - | - | - | -
N2108-3UU-OB | N2108, 3Mtr, 1/2 HP, Unhtd, 220v,1ø,50Hz, Galv, OB | 2335 | N2 | FG | - | Unheated | 108 | 220 | - | 50 | OB | 0.5 | U | U | - | - | 3 | - | - | - | - | - | - | - | - | - | - | -
N2108-3UW-OB | N2108, 3Mtr, 1/2 HP, Unhtd, 380/415v, 3ø,50Hz, Galv, OB | 2595 | N2 | FG | - | Unheated | 108 | - | 380/415 | 50 | OB | 0.5 | U | W | - | - | 3 | - | - | - | - | - | - | - | - | - | - | -
N2120-3UA-OB | N2120, 3Mtr, 1/2 HP, Unhtd, 115v,1ø,60Hz, Galv, OB | 2335 | N2 | FG | - | Unheated | 120 | 115 | - | 60 | OB | 0.5 | U | A | - | - | 3 | - | - | - | - | - | - | - | - | - | - | -
N2120-3UD-OB | N2120, 3Mtr, 1/2 HP, Unhtd, 208/230v,1ø,60Hz, Galv, OB | 2335 | N2 | FG | - | Unheated | 120 | 208/230 | - | 60 | OB | 0.5 | U | D | - | - | 3 | - | - | - | - | - | - | - | - | - | - | -
N2120-3UG-OB | N2120, 3Mtr, 1/2 HP, Unhtd, 208/230v,3ø,60Hz, Galv, OB | 2595 | N2 | FG | - | Unheated | 120 | - | 208/230 | 60 | OB | 0.5 | U | G | - | - | 3 | - | - | - | - | - | - | - | - | - | - | -
N2120-3UH-OB | N2120, 3Mtr, 1/2 HP, Unhtd, 460v,3ø,60Hz, Galv, OB | 2595 | N2 | FG | - | Unheated | 120 | - | 460 | 60 | OB | 0.5 | U | H | - | - | 3 | - | - | - | - | - | - | - | - | - | - | -
N2120-3UI-OB | N2120, 3Mtr, 1/2 HP, Unhtd, 575v,3ø,60Hz, Galv, OB | 2670 | N2 | FG | - | Unheated | 120 | - | 575 | 60 | OB | 0.5 | U | I | - | - | 3 | - | - | - | - | - | - | - | - | - | - | -
N2120-3UU-OB | N2120, 3Mtr, 1/2 HP, Unhtd, 220v,1ø,50Hz, Galv, OB | 2410 | N2 | FG | - | Unheated | 120 | 220 | - | 50 | OB | 0.5 | U | U | - | - | 3 | - | - | - | - | - | - | - | - | - | - | -
N2120-3UW-OB | N2120, 3Mtr, 1/2 HP, Unhtd, 380/415v,3ø,50Hz, Galv, OB. | 2670 | N2 | FG | - | Unheated | 120 | - | 380/415 | 50 | OB | 0.5 | U | W | - | - | 3 | - | - | - | - | - | - | - | - | - | - | -
N2144-3UA-OB | N2144, 3Mtr, 1/2 HP, Unhtd, 115v,1ø,60Hz, Galv, OB | 2535 | N2 | FG | - | Unheated | 144 | 115 | - | 60 | OB | 0.5 | U | A | - | - | 3 | - | - | - | - | - | - | - | - | - | - | -
N2144-3UD-OB | N2144, 3Mtr, 1/2 HP, Unhtd, 208/230v,1ø,60Hz, Galv, OB | 2535 | N2 | FG | - | Unheated | 144 | 208/230 | - | 60 | OB | 0.5 | U | D | - | - | 3 | - | - | - | - | - | - | - | - | - | - | -
N2144-3UG-OB | N2144, 3Mtr, 1/2 HP, Unhtd, 208/230v,3ø,60Hz, Galv, OB | 2795 | N2 | FG | - | Unheated | 144 | - | 208/230 | 60 | OB | 0.5 | U | G | - | - | 3 | - | - | - | - | - | - | - | - | - | - | -
N2144-3UH-OB | N2144, 3Mtr, 1/2 HP, Unhtd, 460v,3ø,60Hz, Galv, OB | 2795 | N2 | FG | - | Unheated | 144 | - | 460 | 60 | OB | 0.5 | U | H | - | - | 3 | - | - | - | - | - | - | - | - | - | - | -
N2144-3UI-OB | N2144, 3Mtr, 1/2 HP, Unhtd, 575v,3ø,60Hz, Galv, OB | 2870 | N2 | FG | - | Unheated | 144 | - | 575 | 60 | OB | 0.5 | U | I | - | - | 3 | - | - | - | - | - | - | - | - | - | - | -
N2144-3UU-OB | N2144, 3Mtr, 1/2 HP, Unhtd, 220v,1ø,50Hz, Galv, OB | 2610 | N2 | FG | - | Unheated | 144 | 220 | - | 50 | OB | 0.5 | U | U | - | - | 3 | - | - | - | - | - | - | - | - | - | - | -
N2144-3UW-OB | N2144, 3Mtr, 1/2 HP, Unhtd, 380/415v,3ø,50Hz, Galv, OB | 2870 | N2 | FG | - | Unheated | 144 | - | 380/415 | 50 | OB | 0.5 | U | W | - | - | 3 | - | - | - | - | - | - | - | - | - | - | -
N2144-4UA-OB | N2144, 4Mtr, 1/2 HP, Unhtd, 115v,1ø,60Hz, Galv, OB | 3260 | N2 | FG | - | Unheated | 144 | 115 | - | 60 | OB | 0.5 | U | A | - | - | 3 | - | - | - | - | - | - | - | - | - | - | -
N2144-4UD-OB | N2144, 4Mtr, 1/2 HP, Unhtd, 208/230v,1ø,60Hz, Galv, OB | 3260 | N2 | FG | - | Unheated | 144 | 208/230 | - | 60 | OB | 0.5 | U | D | - | - | 3 | - | - | - | - | - | - | - | - | - | - | -
N2144-4UG-OB | N2144, 4Mtr, 1/2 HP, Unhtd, 208/230v,3ø,60Hz, Galv, OB | 3305 | N2 | FG | - | Unheated | 144 | - | 208/230 | 60 | OB | 0.5 | U | G | - | - | 3 | - | - | - | - | - | - | - | - | - | - | -
N2144-4UH-OB | N2144, 4Mtr, 1/2 HP, Unhtd, 460v,3ø,60Hz, Galv, OB | 3305 | N2 | FG | - | Unheated | 144 | - | 460 | 60 | OB | 0.5 | U | H | - | - | 3 | - | - | - | - | - | - | - | - | - | - | -
N2144-4UI-OB | N2144, 4Mtr, 1/2 HP, Unhtd, 575v,3ø,60Hz, Galv, OB | 3405 | N2 | FG | - | Unheated | 144 | - | 575 | 60 | OB | 0.5 | U | I | - | - | 3 | - | - | - | - | - | - | - | - | - | - | -
N2144-4UU-OB | N2144, 4Mtr, 1/2 HP, Unhtd, 220v,1ø,50Hz, Galv, OB | 3360 | N2 | FG | - | Unheated | 144 | 220 | - | 50 | OB | 0.5 | U | U | - | - | 3 | - | - | - | - | - | - | - | - | - | - | -
N2144-4UW-OB | N2144, 4Mtr, 1/2 HP, Unhtd, 380/415v,3ø,50Hz, Galv, OB | 3405 | N2 | FG | - | Unheated | 144 | - | 380/415 | 50 | OB | 0.5 | U | W | - | - | 3 | - | - | - | - | - | - | - | - | - | - | -
PH10 Unheated
PH1036-1UA-PW | PH1036, 1Mtr, 1/2 HP, Unhtd, 115v,1ø,60Hz, Alum, PW | 1410 | PH10 | FG | - | Unheated | 36 | 115 | - | 60 | PW | 0.5 | U | A | - | - | 1 | - | - | - | - | - | - | - | - | - | - | -
PH1036-1UD-PW | PH1036, 1Mtr, 1/2 HP, Unhtd, 208/230v,1ø,60Hz, Alum, PW | 1410 | PH10 | FG | - | Unheated | 36 | 208/230 | - | 60 | PW | 0.5 | U | D | - | - | 1 | - | - | - | - | - | - | - | - | - | - | -
PH1036-1UG-PW | PH1036, 1Mtr, 1/2 HP, Unhtd, 208/230v,3ø,60Hz, Alum, PW | 1495 | PH10 | FG | - | Unheated | 36 | - | 208/230 | 60 | PW | 0.5 | U | G | - | - | 1 | - | - | - | - | - | - | - | - | - | - | -
PH1036-1UH-PW | PH1036, 1Mtr, 1/2 HP, Unhtd, 460v,3ø,60Hz, Alum, PW | 1495 | PH10 | FG | - | Unheated | 36 | - | 460 | 60 | PW | 0.5 | U | H | - | - | 1 | - | - | - | - | - | - | - | - | - | - | -
PH1036-1UI-PW | PH1036, 1Mtr, 1/2 HP, Unhtd, 575v,3ø,60Hz, Alum, PW | 1520 | PH10 | FG | - | Unheated | 36 | - | 575 | 60 | PW | 0.5 | U | I | - | - | 1 | - | - | - | - | - | - | - | - | - | - | -
PH1036-1UU-PW | PH1036, 1Mtr, 1/2 HP, Unhtd, 220v,1ø,50Hz, Alum, PW | 1435 | PH10 | FG | - | Unheated | 36 | 220 | - | 50 | PW | 0.5 | U | U | - | - | 1 | - | - | - | - | - | - | - | - | - | - | -
PH1036-1UW-PW | PH1036, 1Mtr, 1/2 HP, Unhtd, 380/415v,3ø,50Hz, Alum, PW | 1520 | PH10 | FG | - | Unheated | 36 | - | 380/415 | 50 | PW | 0.5 | U | W | - | - | 1 | - | - | - | - | - | - | - | - | - | - | -
PH1042-1UA-PW | PH1042, 1Mtr, 1/2 HP, Unhtd, 115v,1ø,60Hz, Alum, PW | 1430 | PH10 | FG | - | Unheated | 42 | 115 | - | 60 | PW | 0.5 | U | A | - | - | 1 | - | - | - | - | - | - | - | - | - | - | -
PH1042-1UD-PW | PH1042, 1Mtr, 1/2 HP, Unhtd, 208/230v,1ø,60Hz, Alum, PW | 1430 | PH10 | FG | - | Unheated | 42 | 208/230 | - | 60 | PW | 0.5 | U | D | - | - | 1 | - | - | - | - | - | - | - | - | - | - | -
PH1042-1UG-PW | PH1042, 1Mtr, 1/2 HP, Unhtd, 208/230v,3ø,60Hz, Alum, PW | 1430 | PH10 | FG | - | Unheated | 42 | - | 208/230 | 60 | PW | 0.5 | U | G | - | - | 1 | - | - | - | - | - | - | - | - | - | - | -
PH1042-1UH-PW | PH1042, 1Mtr, 1/2 HP, Unhtd, 460v,3ø,60Hz, Alum, PW | 1430 | PH10 | FG | - | Unheated | 42 | - | 460 | 60 | PW | 0.5 | U | H | - | - | 1 | - | - | - | - | - | - | - | - | - | - | -
PH1042-1UI-PW | PH1042, 1Mtr, 1/2 HP, Unhtd, 575v,3ø,60Hz, Alum, PW | 1455 | PH10 | FG | - | Unheated | 42 | - | 575 | 60 | PW | 0.5 | U | I | - | - | 1 | - | - | - | - | - | - | - | - | - | - | -
PH1042-1UU-PW | PH1042, 1Mtr, 1/2 HP, Unhtd, 220v,1ø,50Hz, Alum, PW | 1455 | PH10 | FG | - | Unheated | 42 | 220 | - | 50 | PW | 0.5 | U | U | - | - | 1 | - | - | - | - | - | - | - | - | - | - | -
PH1042-1UW-PW | PH1042, 1Mtr, 1/2 HP, Unhtd, 380/415v,3ø,50Hz, Alum, PW | 1455 | PH10 | FG | - | Unheated | 42 | - | 380/415 | 50 | PW | 0.5 | U | W | - | - | 1 | - | - | - | - | - | - | - | - | - | - | -
PH1048-1UA-PW | PH1048, 1Mtr, 1/2 HP, Unhtd, 115v,1ø,60Hz, Alum, PW | 1465 | PH10 | FG | - | Unheated | 48 | 115 | - | 60 | PW | 0.5 | U | A | - | - | 1 | - | - | - | - | - | - | - | - | - | - | -
PH1048-1UD-PW | PH1048, 1Mtr, 1/2 HP, Unhtd, 208/230v,1ø,60Hz, Alum, PW | 1465 | PH10 | FG | - | Unheated | 48 | 208/230 | - | 60 | PW | 0.5 | U | D | - | - | 1 | - | - | - | - | - | - | - | - | - | - | -
PH1048-1UG-PW | PH1048, 1Mtr, 1/2 HP, Unhtd, 208/230v,3ø,60Hz, Alum, PW | 1550 | PH10 | FG | - | Unheated | 48 | - | 208/230 | 60 | PW | 0.5 | U | G | - | - | 1 | - | - | - | - | - | - | - | - | - | - | -
PH1048-1UH-PW | PH1048, 1Mtr, 1/2 HP, Unhtd, 460v,3ø,60Hz, Alum, PW | 1550 | PH10 | FG | - | Unheated | 48 | - | 460 | 60 | PW | 0.5 | U | H | - | - | 1 | - | - | - | - | - | - | - | - | - | - | -
PH1048-1UI-PW | PH1048, 1Mtr, 1/2 HP, Unhtd, 575v,3ø,60Hz, Alum, PW | 1575 | PH10 | FG | - | Unheated | 48 | - | 575 | 60 | PW | 0.5 | U | I | - | - | 1 | - | - | - | - | - | - | - | - | - | - | -
PH1048-1UU-PW | PH1048, 1Mtr, 1/2 HP, Unhtd, 220v,1ø,50Hz, Alum, PW | 1490 | PH10 | FG | - | Unheated | 48 | 220 | - | 50 | PW | 0.5 | U | U | - | - | 1 | - | - | - | - | - | - | - | - | - | - | -
PH1048-1UW-PW | PH1048, 1Mtr, 1/2 HP, Unhtd, 380/415v,3ø,50Hz, Alum, PW | 1490 | PH10 | FG | - | Unheated | 48 | - | 380/415 | 50 | PW | 0.5 | U | W | - | - | 1 | - | - | - | - | - | - | - | - | - | - | -
PH1060-2UA-PW | PH1060, 2Mtr, 1/2 HP, Unhtd, 115v,1ø,60Hz, PW | 1950 | PH10 | FG | - | Unheated | 60 | 115 | - | 60 | PW | 0.5 | U | A | - | - | 2 | - | - | - | - | - | - | - | - | - | - | -
PH1060-2UD-PW | PH1060, 2Mtr, 1/2 HP, Unhtd, 208/230v,1ø,60Hz, Alum, PW | 1950 | PH10 | FG | - | Unheated | 60 | 208/230 | - | 60 | PW | 0.5 | U | D | - | - | 2 | - | - | - | - | - | - | - | - | - | - | -
PH1060-2UG-PW | PH1060, 2Mtr, 1/2 HP, Unhtd, 208/230v,3ø,60Hz, Alum, PW | 2120 | PH10 | FG | - | Unheated | 60 | - | 208/230 | 60 | PW | 0.5 | U | G | - | - | 2 | - | - | - | - | - | - | - | - | - | - | -
PH1060-2UH-PW | PH1060, 2Mtr, 1/2 HP, Unhtd, 460v,3ø,60Hz, Alum, PW | 2120 | PH10 | FG | - | Unheated | 60 | - | 460 | 60 | PW | 0.5 | U | H | - | - | 2 | - | - | - | - | - | - | - | - | - | - | -
PH1060-2UI-PW | PH1060, 2Mtr, 1/2 HP, Unhtd,575v,3ø,60Hz, Alum, PW | 2170 | PH10 | FG | - | Unheated | 60 | - | 575 | 60 | PW | 0.5 | U | I | - | - | 2 | - | - | - | - | - | - | - | - | - | - | -
PH1060-2UU-PW | PH1060, 2Mtr, 1/2 HP, Unhtd, 220v,1ø,50Hz, Alum, PW | 2000 | PH10 | FG | - | Unheated | 60 | 220 | - | 50 | PW | 0.5 | U | U | - | - | 2 | - | - | - | - | - | - | - | - | - | - | -
PH1060-2UW-PW | PH1060, 2Mtr, 1/2 HP, Unhtd, 380/415v,3ø,50Hz, Alum, PW | 2170 | PH10 | FG | - | Unheated | 60 | - | 380/415 | 50 | PW | 0.5 | U | W | - | - | 2 | - | - | - | - | - | - | - | - | - | - | -
PH1072-2UA-PW | PH1072, 2Mtr, 1/2 HP, Unhtd, 115v,1ø,60Hz, Alum, PW | 2120.8 | PH10 | FG | - | Unheated | 72 | 115 | - | 60 | PW | 0.5 | U | A | - | - | 2 | - | - | - | - | - | - | - | - | - | - | -
PH1072-2UD-PW | PH1072, 2Mtr, 1/2 HP, Unhtd, 208/230v,1ø,60Hz, Alum, PW | 2120.8 | PH10 | FG | - | Unheated | 72 | 208/230 | - | 60 | PW | 0.5 | U | D | - | - | 2 | - | - | - | - | - | - | - | - | - | - | -
PH1072-2UG-PW | PH1072, 2Mtr, 1/2 HP, Unhtd, 208/230v,3ø,60Hz, Alum, PW | 2293.5 | PH10 | FG | - | Unheated | 72 | - | 208/230 | 60 | PW | 0.5 | U | G | - | - | 2 | - | - | - | - | - | - | - | - | - | - | -
PH1072-2UH-PW | PH1072, 2Mtr, 1/2 HP, Unhtd, 460v,3ø,60Hz, Alum, PW | 2293.5 | PH10 | FG | - | Unheated | 72 | - | 460 | 60 | PW | 0.5 | U | H | - | - | 2 | - | - | - | - | - | - | - | - | - | - | -
PH1072-2UI-PW | PH1072, 2Mtr, 1/2 HP, Unhtd, 575v,3ø,60Hz, Alum, PW | 2348.5 | PH10 | FG | - | Unheated | 72 | - | 575 | 60 | PW | 0.5 | U | I | - | - | 2 | - | - | - | - | - | - | - | - | - | - | -
PH1072-2UU-PW | PH1072, 2Mtr, 1/2 HP, Unhtd, 220v,1ø,50Hz, Alum, PW | 2175.8 | PH10 | FG | - | Unheated | 72 | 220 | - | 50 | PW | 0.5 | U | U | - | - | 2 | - | - | - | - | - | - | - | - | - | - | -
PH1072-2UW-PW | PH1072, 2Mtr, 1/2 HP, Unhtd, 380/415v,3ø,50Hz, Alum, PW | 2348.5 | PH10 | FG | - | Unheated | 72 | - | 380/415 | 50 | PW | 0.5 | U | W | - | - | 2 | - | - | - | - | - | - | - | - | - | - | -
PH1084-2UA-PW | PH1084, 2Mtr, 1/2 HP, Unhtd, 115v,1ø,60Hz, Alum, PW | 2861.1 | PH10 | FG | - | Unheated | 84 | 115 | - | 60 | PW | 0.5 | U | A | - | - | 2 | - | - | - | - | - | - | - | - | - | - | -
PH1084-2UD-PW | PH1084, 2Mtr, 1/2 HP, Unhtd, 208/230v,1ø,60Hz, Alum, PW | 2861.1 | PH10 | FG | - | Unheated | 84 | 208/230 | - | 60 | PW | 0.5 | U | D | - | - | 2 | - | - | - | - | - | - | - | - | - | - | -
PH1084-2UG-PW | PH1084, 2Mtr, 1/2 HP, Unhtd, 208/230v,3ø,60Hz, Alum, PW | 3033.8 | PH10 | FG | - | Unheated | 84 | - | 208/230 | 60 | PW | 0.5 | U | G | - | - | 2 | - | - | - | - | - | - | - | - | - | - | -
PH1084-2UH-PW | PH1084, 2Mtr, 1/2 HP, Unhtd, 460v,3ø,60Hz, Alum, PW | 3033.8 | PH10 | FG | - | Unheated | 84 | - | 460 | 60 | PW | 0.5 | U | H | - | - | 2 | - | - | - | - | - | - | - | - | - | - | -
PH1084-2UI-PW | PH1084, 2Mtr, 1/2 HP, Unhtd, 575v,3ø,60Hz, Alum, PW | 3088.8 | PH10 | FG | - | Unheated | 84 | - | 575 | 60 | PW | 0.5 | U | I | - | - | 2 | - | - | - | - | - | - | - | - | - | - | -
PH1084-2UU-PW | PH1084, 2Mtr, 1/2 HP, Unhtd, 220v,1ø,50Hz, Alum, PW | 2916.1 | PH10 | FG | - | Unheated | 84 | 220 | - | 50 | PW | 0.5 | U | U | - | - | 2 | - | - | - | - | - | - | - | - | - | - | -
PH1084-2UW-PW | PH1084, 2Mtr, 1/2 HP, Unhtd, 380/415v,3ø,50Hz, Alum, PW | 3088.8 | PH10 | FG | - | Unheated | 84 | - | 380/415 | 50 | PW | 0.5 | U | W | - | - | 2 | - | - | - | - | - | - | - | - | - | - | -
PH1096-2UA-PW | PH1096, 2Mtr, 1/2 HP, Unhtd, 115v,1ø,60Hz, Alum, PW | 2929.3 | PH10 | FG | - | Unheated | 96 | 115 | - | 60 | PW | 0.5 | U | A | - | - | 2 | - | - | - | - | - | - | - | - | - | - | -
PH1096-2UD-PW | PH1096, 2Mtr, 1/2 HP, Unhtd, 208/230v,3ø,60Hz, Alum, PW | 2929.3 | PH10 | FG | - | Unheated | 96 | - | 208/230 | 60 | PW | 0.5 | U | D | - | - | 2 | - | - | - | - | - | - | - | - | - | - | -
PH1096-2UG-PW | PH1096, 2Mtr, 1/2 HP, Unhtd, 208/230v,3ø,60Hz, Alum, PW | 3102 | PH10 | FG | - | Unheated | 96 | - | 208/230 | 60 | PW | 0.5 | U | G | - | - | 2 | - | - | - | - | - | - | - | - | - | - | -
PH1096-2UH-PW | PH1096, 2Mtr, 1/2 HP, Unhtd, 460v,3ø,60Hz, Alum, PW | 3102 | PH10 | FG | - | Unheated | 96 | - | 460 | 60 | PW | 0.5 | U | H | - | - | 2 | - | - | - | - | - | - | - | - | - | - | -
PH1096-2UI-PW | PH1096, 2Mtr, 1/2 HP, Unhtd, 575v,3ø,60Hz, Alum, PW | 3157 | PH10 | FG | - | Unheated | 96 | - | 575 | 60 | PW | 0.5 | U | I | - | - | 2 | - | - | - | - | - | - | - | - | - | - | -
PH1096-2UU-PW | PH1096, 2Mtr, 1/2 HP, Unhtd, 220v,1ø,50Hz, Alum, PW | 2984.3 | PH10 | FG | - | Unheated | 96 | 220 | - | 50 | PW | 0.5 | U | U | - | - | 2 | - | - | - | - | - | - | - | - | - | - | -
PH1096-2UW-PW | PH1096, 2Mtr, 1/2 HP, Unhtd, 380/415v, 3ø,50Hz, Alum, PW | 3157 | PH10 | FG | - | Unheated | 96 | - | 380/415 | 50 | PW | 0.5 | U | W | - | - | 2 | - | - | - | - | - | - | - | - | - | - | -
PH10108-3UA-PW | PH10108, 3Mtr, 1/2 HP, Unhtd, 115v,1ø,60Hz, Alum, PW | 3459.5 | PH10 | FG | - | Unheated | 108 | 115 | - | 60 | PW | 0.5 | U | A | - | - | 3 | - | - | - | - | - | - | - | - | - | - | -
PH10108-3UD-PW | PH10108, 3Mtr, 1/2 HP, Unhtd, 208/230v,1ø,60Hz, Alum, PW | 3459.5 | PH10 | FG | - | Unheated | 108 | 208/230 | - | 60 | PW | 0.5 | U | D | - | - | 3 | - | - | - | - | - | - | - | - | - | - | -
PH10108-3UG-PW | PH10108, 3Mtr, 1/2 HP, Unhtd, 208/230v,3ø,60Hz, Alum, PW | 3719.1 | PH10 | FG | - | Unheated | 108 | - | 208/230 | 60 | PW | 0.5 | U | G | - | - | 3 | - | - | - | - | - | - | - | - | - | - | -
PH10108-3UH-PW | PH10108, 3Mtr, 1/2 HP, Unhtd, 460v,3ø,60Hz, Alum, PW | 3719.1 | PH10 | FG | - | Unheated | 108 | - | 460 | 60 | PW | 0.5 | U | H | - | - | 3 | - | - | - | - | - | - | - | - | - | - | -
PH10108-3UI-PW | PH10108, 3Mtr, 1/2 HP, Unhtd, 575v,3ø,60Hz, Alum, PW | 3801.6 | PH10 | FG | - | Unheated | 108 | - | 575 | 60 | PW | 0.5 | U | I | - | - | 3 | - | - | - | - | - | - | - | - | - | - | -
PH10108-3UU-PW | PH10108, 3Mtr, 1/2 HP, Unhtd, 220v,1ø,50Hz, Alum, PW | 3542 | PH10 | FG | - | Unheated | 108 | 220 | - | 50 | PW | 0.5 | U | U | - | - | 3 | - | - | - | - | - | - | - | - | - | - | -
PH10108-3UW-PW | PH10108, 3Mtr, 1/2 HP, Unhtd, 380/415v, 3ø,50Hz, Alum, PW | 3801.6 | PH10 | FG | - | Unheated | 108 | - | 380/415 | 50 | PW | 0.5 | U | W | - | - | 3 | - | - | - | - | - | - | - | - | - | - | -
PH10120-4UA-PW | PH10120, 4Mtr, 1/2 HP, Unhtd, 115v,1ø,60Hz, Alum, PW | 4108.5 | PH10 | FG | - | Unheated | 120 | 115 | - | 60 | PW | 0.5 | U | A | - | - | 4 | - | - | - | - | - | - | - | - | - | - | -
PH10120-4UD-PW | PH10120, 4Mtr, 1/2 HP, Unhtd, 208/230v,1ø,60Hz, Alum, PW | 4108.5 | PH10 | FG | - | Unheated | 120 | 208/230 | - | 60 | PW | 0.5 | U | D | - | - | 4 | - | - | - | - | - | - | - | - | - | - | -
PH10120-4UG-PW | PH10120, 4Mtr, 1/2 HP, Unhtd, 208/230v,3ø,60Hz, Alum, PW | 4455 | PH10 | FG | - | Unheated | 120 | - | 208/230 | 60 | PW | 0.5 | U | G | - | - | 4 | - | - | - | - | - | - | - | - | - | - | -
PH10120-4UH-PW | PH10120, 4Mtr, 1/2 HP, Unhtd, 460v,3ø,60Hz, Alum, PW | 4455 | PH10 | FG | - | Unheated | 120 | - | 460 | 60 | PW | 0.5 | U | H | - | - | 4 | - | - | - | - | - | - | - | - | - | - | -
PH10120-4UI-PW | PH10120, 4Mtr, 1/2 HP, Unhtd, 575v,3ø,60Hz, Alum, PW | 4565 | PH10 | FG | - | Unheated | 120 | - | 575 | 60 | PW | 0.5 | U | I | - | - | 4 | - | - | - | - | - | - | - | - | - | - | -
PH10120-4UU-PW | PH10120, 4Mtr, 1/2 HP, Unhtd, 220v,1ø,50Hz, Alum, PW | 4218.5 | PH10 | FG | - | Unheated | 120 | 220 | - | 50 | PW | 0.5 | U | U | - | - | 4 | - | - | - | - | - | - | - | - | - | - | -
PH10120-4UW-PW | PH10120, 4Mtr, 1/2 HP, Unhtd, 380/415v,3ø,50Hz, Alum, PW. | 4565 | PH10 | FG | - | Unheated | 120 | - | 380/415 | 50 | PW | 0.5 | U | W | - | - | 4 | - | - | - | - | - | - | - | - | - | - | -
PH10144-4UA-PW | PH10144, 4Mtr, 1/2 HP, Unhtd, 115v,1ø,60Hz, Alum, PW | 4241.6 | PH10 | FG | - | Unheated | 144 | 115 | - | 60 | PW | 0.5 | U | A | - | - | 4 | - | - | - | - | - | - | - | - | - | - | -
PH10144-4UD-PW | PH10144, 4Mtr, 1/2 HP, Unhtd, 208/230v,1ø,60Hz, Alum, PW | 4241.6 | PH10 | FG | - | Unheated | 144 | 208/230 | - | 60 | PW | 0.5 | U | D | - | - | 4 | - | - | - | - | - | - | - | - | - | - | -
PH10144-4UG-PW | PH10144, 4Mtr, 1/2 HP, Unhtd, 208/230v,3ø,60Hz, Alum, PW | 4588.1 | PH10 | FG | - | Unheated | 144 | - | 208/230 | 60 | PW | 0.5 | U | G | - | - | 4 | - | - | - | - | - | - | - | - | - | - | -
PH10144-4UH-PW | PH10144, 4Mtr, 1/2 HP, Unhtd, 460v,3ø,60Hz, Alum, PW | 4588.1 | PH10 | FG | - | Unheated | 144 | - | 460 | 60 | PW | 0.5 | U | H | - | - | 4 | - | - | - | - | - | - | - | - | - | - | -
PH10144-4UI-PW | PH10144, 4Mtr, 1/2 HP, Unhtd, 575v,3ø,60Hz, Alum, PW | 4698.1 | PH10 | FG | - | Unheated | 144 | - | 575 | 60 | PW | 0.5 | U | I | - | - | 4 | - | - | - | - | - | - | - | - | - | - | -
PH10144-4UU-PW | PH10144, 4Mtr, 1/2 HP, Unhtd, 220v,1ø,50Hz, Alum, PW | 4351.6 | PH10 | FG | - | Unheated | 144 | 220 | - | 50 | PW | 0.5 | U | U | - | - | 4 | - | - | - | - | - | - | - | - | - | - | -
PH10144-4UW-PW | PH10144, 4Mtr, 1/2 HP, Unhtd, 380/415v,3ø,50Hz, Alum, PW | 4698.1 | PH10 | FG | - | Unheated | 144 | - | 380/415 | 50 | PW | 0.5 | U | W | - | - | 4 | - | - | - | - | - | - | - | - | - | - | -
PH10 Electric
PH1036-1EBB-PW | PH1036, 1Mtr, 1/2 HP, Elec Htd, 208v,1ø,60Hz, 6kW, Alum, PW | 1980 | PH10 | FG | - | Electric | 36 | 208 | - | 60 | PW | 0.5 | E | B | B | 6 | 1 | - | - | - | - | - | - | - | - | - | - | -
PH1036-1ECB-PW | PH1036, 1Mtr, 1/2 HP, Elec Htd, 230v,1ø,60Hz, 6kW, Alum, PW | 1980 | PH10 | FG | - | Electric | 36 | 230 | - | 60 | PW | 0.5 | E | C | B | 6 | 1 | - | - | - | - | - | - | - | - | - | - | -
PH1036-1EEH-PW | PH1036, 1Mtr, 1/2 HP, Elec Htd, 208v,3ø,60Hz, 12kW, Alum, PW | 1980 | PH10 | FG | - | Electric | 36 | - | 208 | 60 | PW | 0.5 | E | E | H | 12 | 1 | - | - | - | - | - | - | - | - | - | - | -
PH1036-1EFH-PW | PH1036, 1Mtr, 1/2 HP, Elec Htd, 230v,3ø,60Hz, 12kW, Alum, PW | 1980 | PH10 | FG | - | Electric | 36 | - | 230 | 60 | PW | 0.5 | E | F | H | 12 | 1 | - | - | - | - | - | - | - | - | - | - | -
PH1036-1EHH-PW | PH1036, 1Mtr, 1/2 HP, Elec Htd, 460v,3ø,60Hz, 12kW, Alum, PW | 1980 | PH10 | FG | - | Electric | 36 | - | 460 | 60 | PW | 0.5 | E | H | H | 12 | 1 | - | - | - | - | - | - | - | - | - | - | -
PH1036-1EIH-PW | PH1036, 1Mtr, 1/2 HP, Elec Htd, 575v,3ø,60Hz, 12kW, Alum, PW | 1980 | PH10 | FG | - | Electric | 36 | - | 575 | 60 | PW | 0.5 | E | I | H | 12 | 1 | - | - | - | - | - | - | - | - | - | - | -
PH1042-1EBB-PW | PH1042, 1Mtr, 1/2 HP, Elec Htd, 208v,1ø,60Hz, 6kW, Alum, PW | 2000 | PH10 | FG | - | Electric | 42 | 208 | - | 60 | PW | 0.5 | E | B | B | 6 | 1 | - | - | - | - | - | - | - | - | - | - | -
PH1042-1ECB-PW | PH1042, 1Mtr, 1/2 HP, Elec Htd, 230v,1ø,60Hz, 6kW, Alum, PW | 2000 | PH10 | FG | - | Electric | 42 | 230 | - | 60 | PW | 0.5 | E | C | B | 6 | 1 | - | - | - | - | - | - | - | - | - | - | -
PH1042-1EEH-PW | PH1042, 1Mtr, 1/2 HP, Elec Htd, 208v,3ø,60Hz, 12kW, Alum, PW | 2000 | PH10 | FG | - | Electric | 42 | - | 208 | 60 | PW | 0.5 | E | E | H | 12 | 1 | - | - | - | - | - | - | - | - | - | - | -
PH1042-1EFH-PW | PH1042, 1Mtr, 1/2 HP, Elec Htd, 230v,3ø,60Hz, 12kW, Alum, PW | 2000 | PH10 | FG | - | Electric | 42 | - | 230 | 60 | PW | 0.5 | E | F | H | 12 | 1 | - | - | - | - | - | - | - | - | - | - | -
PH1042-1EHH-PW | PH1042, 1Mtr, 1/2 HP, Elec Htd, 460v,3ø,60Hz, 12kW, Alum, PW | 2000 | PH10 | FG | - | Electric | 42 | - | 460 | 60 | PW | 0.5 | E | H | H | 12 | 1 | - | - | - | - | - | - | - | - | - | - | -
PH1042-1EIH-PW | PH1042, 1Mtr, 1/2 HP, Elec Htd, 575v,3ø,60Hz, 12kW, Alum, PW | 2000 | PH10 | FG | - | Electric | 42 | - | 575 | 60 | PW | 0.5 | E | I | H | 12 | 1 | - | - | - | - | - | - | - | - | - | - | -
PH1048-1EBB-PW | PH1048, 1Mtr, 1/2 HP, Elec Htd, 208v,1ø,60Hz, 6kW, Alum, PW | 2075 | PH10 | FG | - | Electric | 48 | 208 | - | 60 | PW | 0.5 | E | B | B | 6 | 1 | - | - | - | - | - | - | - | - | - | - | -
PH1048-1ECB-PW | PH1048, 1Mtr, 1/2 HP, Elec Htd, 230v,1ø,60Hz, 6kW, Alum, PW | 2075 | PH10 | FG | - | Electric | 48 | 230 | - | 60 | PW | 0.5 | E | C | B | 6 | 1 | - | - | - | - | - | - | - | - | - | - | -
Ph1048-1EEH-PW | Ph1048, 1Mtr, 1/2 HP, Elec Htd, 208v,3ø,60Hz, 12kW, Alum, PW | 2075 | PH10 | FG | - | Electric | 48 | - | 208 | 60 | PW | 0.5 | E | E | H | 12 | 1 | - | - | - | - | - | - | - | - | - | - | -
PH1048-1EFH-PW | PH1048, 1Mtr, 1/2 HP, Elec Htd, 230v,3ø,60Hz, 12kW, Alum, PW | 2075 | PH10 | FG | - | Electric | 48 | - | 230 | 60 | PW | 0.5 | E | F | H | 12 | 1 | - | - | - | - | - | - | - | - | - | - | -
PH1048-1EHH-PW | PH1048, 1Mtr, 1/2 HP, Elec Htd, 460v,3ø,60Hz, 12kW, Alum, PW | 2075 | PH10 | FG | - | Electric | 48 | - | 460 | 60 | PW | 0.5 | E | H | H | 12 | 1 | - | - | - | - | - | - | - | - | - | - | -
PH1048-1EIH-PW | PH1048, 1Mtr, 1/2 HP, Elec Htd, 575v,3ø,60Hz, 12kW, Alum, PW | 2075 | PH10 | FG | - | Electric | 48 | - | 575 | 60 | PW | 0.5 | E | I | H | 12 | 1 | - | - | - | - | - | - | - | - | - | - | -
PH1060-2EBH-PW | PH1060, 2Mtr, 1/2 HP, Elec Htd, 208v,1ø,60Hz, 12kW, Alum, PW | 2730 | PH10 | FG | - | Electric | 60 | 208 | - | 60 | PW | 0.5 | E | B | H | 12 | 2 | - | - | - | - | - | - | - | - | - | - | -
PH1060-2ECH-PW | PH1060, 2Mtr, 1/2 HP, Elec Htd, 230v,1ø,60Hz, 12kW, Alum, PW | 2730 | PH10 | FG | - | Electric | 60 | 230 | - | 60 | PW | 0.5 | E | C | H | 12 | 2 | - | - | - | - | - | - | - | - | - | - | -
PH1060-2EEN-PW | PH1060, 2Mtr, 1/2 HP, Elec Htd, 208v,3ø,60Hz, 24kW, Alum, PW | 2730 | PH10 | FG | - | Electric | 60 | - | 208 | 60 | PW | 0.5 | E | E | N | 24 | 2 | - | - | - | - | - | - | - | - | - | - | -
PH1060-2EFN-PW | PH1060, 2Mtr, 1/2 HP, Elec Htd, 230v,3ø,60Hz, 24kW, Alum, PW | 2730 | PH10 | FG | - | Electric | 60 | - | 230 | 60 | PW | 0.5 | E | F | N | 24 | 2 | - | - | - | - | - | - | - | - | - | - | -
PH1060-2EHN-PW | PH1060, 2Mtr, 1/2 HP, Elec Htd, 460v,3ø,60Hz, 24kW, Alum, PW | 2730 | PH10 | FG | - | Electric | 60 | - | 460 | 60 | PW | 0.5 | E | H | N | 24 | 2 | - | - | - | - | - | - | - | - | - | - | -
PH1060-2EIN-PW | PH1060, 2Mtr, 1/2 HP, Elec Htd, 575v,3ø,60Hz, 24kW, Alum, PW | 2730 | PH10 | FG | - | Electric | 60 | - | 575 | 60 | PW | 0.5 | E | I | N | 24 | 2 | - | - | - | - | - | - | - | - | - | - | -
PH1072-2EBH-PW | PH1072, 2Mtr, 1/2 HP, Elec Htd, 208v,1ø,60Hz, 12kW, Alum, PW | 3065 | PH10 | FG | - | Electric | 72 | 208 | - | 60 | PW | 0.5 | E | B | H | 12 | 2 | - | - | - | - | - | - | - | - | - | - | -
PH1072-2ECH-PW | PH1072, 2Mtr, 1/2 HP, Elec Htd, 230v,1ø,60Hz, 12kW, Alum, PW | 3065 | PH10 | FG | - | Electric | 72 | 230 | - | 60 | PW | 0.5 | E | C | H | 12 | 2 | - | - | - | - | - | - | - | - | - | - | -
PH1072-2EEN-PW | PH1072, 2Mtr, 1/2 HP, Elec Htd, 208v,3ø,60Hz, 24kW, Alum, PW | 3065 | PH10 | FG | - | Electric | 72 | - | 208 | 60 | PW | 0.5 | E | E | N | 24 | 2 | - | - | - | - | - | - | - | - | - | - | -
PH1072-2EFN-PW | PH1072, 2Mtr, 1/2 HP, Elec Htd, 230v,3ø,60Hz, 24kW, Alum, PW | 3065 | PH10 | FG | - | Electric | 72 | - | 230 | 60 | PW | 0.5 | E | F | N | 24 | 2 | - | - | - | - | - | - | - | - | - | - | -
PH1072-2EHN-PW | PH1072, 2Mtr, 1/2 HP, Elec Htd, 460v,3ø,60Hz, 24kW, Alum, PW | 3065 | PH10 | FG | - | Electric | 72 | - | 460 | 60 | PW | 0.5 | E | H | N | 24 | 2 | - | - | - | - | - | - | - | - | - | - | -
PH1072-2EIN-PW | PH1072, 2Mtr, 1/2 HP, Elec Htd, 575v,3ø,60Hz, 24kW, Alum, PW | 3065 | PH10 | FG | - | Electric | 72 | - | 575 | 60 | PW | 0.5 | E | I | N | 24 | 2 | - | - | - | - | - | - | - | - | - | - | -
PH1084-2EBH-PW | PH1084, 2Mtr, 1/2 HP, Elec Htd, 208v,1ø,60Hz, 12kW, Alum, PW | 4000 | PH10 | FG | - | Electric | 84 | 208 | - | 60 | PW | 0.5 | E | B | H | 12 | 2 | - | - | - | - | - | - | - | - | - | - | -
PH1084-2ECH-PW | PH1084, 2Mtr, 1/2 HP, Elec Htd, 230v,1ø,60Hz, 12kW, Alum, PW | 4000 | PH10 | FG | - | Electric | 84 | 230 | - | 60 | PW | 0.5 | E | C | H | 12 | 2 | - | - | - | - | - | - | - | - | - | - | -
PH1084-2EEN-PW | PH1084, 2Mtr, 1/2 HP, Elec Htd, 208v,3ø,60Hz, 24kW, Alum, PW | 4000 | PH10 | FG | - | Electric | 84 | - | 208 | 60 | PW | 0.5 | E | E | N | 24 | 2 | - | - | - | - | - | - | - | - | - | - | -
PH1084-2EFN-PW | PH1084, 2Mtr, 1/2 HP, Elec Htd, 230v,3ø,60Hz, 24kW, Alum, PW | 4000 | PH10 | FG | - | Electric | 84 | - | 230 | 60 | PW | 0.5 | E | F | N | 24 | 2 | - | - | - | - | - | - | - | - | - | - | -
PH1084-2EHN-PW | PH1084, 2Mtr, 1/2 HP, Elec Htd, 460v,3ø,60Hz, 24kW, Alum, PW | 4000 | PH10 | FG | - | Electric | 84 | - | 460 | 60 | PW | 0.5 | E | H | N | 24 | 2 | - | - | - | - | - | - | - | - | - | - | -
PH1084-2EIN-PW | PH1084, 2Mtr, 1/2 HP, Elec Htd, 575v,3ø,60Hz, 24kW, Alum, PW | 4000 | PH10 | FG | - | Electric | 84 | - | 575 | 60 | PW | 0.5 | E | I | N | 24 | 2 | - | - | - | - | - | - | - | - | - | - | -
PH1096-2EBH-PW | PH1096, 2Mtr, 1/2 HP, Elec Htd, 208v,1ø,60Hz, 12kW, Alum, PW | 4205 | PH10 | FG | - | Electric | 96 | 208 | - | 60 | PW | 0.5 | E | B | H | 12 | 2 | - | - | - | - | - | - | - | - | - | - | -
PH1096-2ECH-PW | PH1096, 2Mtr, 1/2 HP, Elec Htd, 230v,1ø,60Hz, 12kW, Alum, PW | 4205 | PH10 | FG | - | Electric | 96 | 230 | - | 60 | PW | 0.5 | E | C | H | 12 | 2 | - | - | - | - | - | - | - | - | - | - | -
PH1096-2EEN-PW | PH1096, 2Mtr, 1/2 HP, Elec Htd, 208v,3ø,60Hz, 24kW, Alum, PW | 4205 | PH10 | FG | - | Electric | 96 | - | 208 | 60 | PW | 0.5 | E | E | N | 24 | 2 | - | - | - | - | - | - | - | - | - | - | -
PH1096-2EFN-PW | PH1096, 2Mtr, 1/2 HP, Elec Htd, 230v,3ø,60Hz, 24kW, Alum, PW | 4205 | PH10 | FG | - | Electric | 96 | - | 230 | 60 | PW | 0.5 | E | F | N | 24 | 2 | - | - | - | - | - | - | - | - | - | - | -
PH1096-2EHN-PW | PH1096, 2Mtr, 1/2 HP, Elec Htd, 460v,3ø,60Hz, 24kW, Alum, PW | 4205 | PH10 | FG | - | Electric | 96 | - | 460 | 60 | PW | 0.5 | E | H | N | 24 | 2 | - | - | - | - | - | - | - | - | - | - | -
PH1096-2EIN-PW | PH1096, 2Mtr, 1/2 HP, Elec Htd, 575v,3ø,60Hz, 24kW, Alum, PW | 4205 | PH10 | FG | - | Electric | 96 | - | 575 | 60 | PW | 0.5 | E | I | N | 24 | 2 | - | - | - | - | - | - | - | - | - | - | -
PH10108-3EHS-PW | PH10108, 3Mtr, 1/2 HP, Elec Htd, 460v,3ø,60Hz, 36kW, Alum, PW | 4845 | PH10 | FG | - | Electric | 108 | - | 460 | 60 | PW | 0.5 | E | H | S | 36 | 3 | - | - | - | - | - | - | - | - | - | - | -
PH10108-3EIS-PW | PH10108, 3Mtr, 1/2 HP, Elec Htd, 575v,3ø,60Hz, 36kW, Alum, PW | 4845 | PH10 | FG | - | Electric | 108 | - | 575 | 60 | PW | 0.5 | E | I | S | 36 | 3 | - | - | - | - | - | - | - | - | - | - | -
PH10120-4EHT-PW | PH10120, 4Mtr, 1/2 HP, Elec Htd, 460v,3ø,60Hz, 48kW, Alum, PW | 5535 | PH10 | FG | - | Electric | 120 | - | 460 | 60 | PW | 0.5 | E | H | S | 36 | 4 | - | - | - | - | - | - | - | - | - | - | -
PH10120-4EIT-PW | PH10120, 4Mtr, 1/2 HP, Elec Htd, 575v,3ø,60Hz, 48kW, Alum, PW | 5535 | PH10 | FG | - | Electric | 120 | - | 575 | 60 | PW | 0.5 | E | I | S | 36 | 4 | - | - | - | - | - | - | - | - | - | - | -
PH10144-4EHT-PW | PH10144, 4Mtr, 1/2 HP, Elec Htd, 460v,3ø,60Hz, 48kW, Alum, PW | 6125 | PH10 | FG | - | Electric | 144 | - | 460 | 60 | PW | 0.5 | E | H | S | 36 | 4 | - | - | - | - | - | - | - | - | - | - | -
PH10144-4EIT-PW | PH10144, 4Mtr, 1/2 HP, Elec Htd, 575v,3ø,60Hz, 48kW, Alum, PW | 6125 | PH10 | FG | - | Electric | 144 | - | 575 | 60 | PW | 0.5 | E | I | S | 36 | 4 | - | - | - | - | - | - | - | - | - | - | -
PH10 HW-S
PH1036-1WA-PW | PH1036, 1Mtr, 1/2 HP, HW Htd, 1 Row, 115v,1ø,60Hz, Alum, PW | 2290 | PH10 | FG | - | Hot Water | 36 | 115 | - | 60 | PW | 0.5 | W | A | - | 40 | 1 | - | - | - | - | - | - | - | - | - | - | -
PH1036-1WD-PW | PH1036, 1Mtr, 1/2 HP, HW Htd, 1 Row, 208/230v,1ø,60Hz, Alum, PW | 2290 | PH10 | FG | - | Hot Water | 36 | 208/230 | - | 60 | PW | 0.5 | W | D | - | 40 | 1 | - | - | - | - | - | - | - | - | - | - | -
PH1036-1WG-PW | PH1036, 1Mtr, 1/2 HP, HW Htd, 1 Row, 208/230v,3ø,60Hz, Alum, PW | 2380 | PH10 | FG | - | Hot Water | 36 | 208/230 | - | 60 | PW | 0.5 | W | G | - | 40 | 1 | - | - | - | - | - | - | - | - | - | - | -
PH1036-1WH-PW | PH1036, 1Mtr, 1/2 HP, HW Htd, 1 Row, 460v,3ø,60Hz, Alum, PW | 2380 | PH10 | FG | - | Hot Water | 36 | 460 | - | 60 | PW | 0.5 | W | H | - | 40 | 1 | - | - | - | - | - | - | - | - | - | - | -
PH1036-1WI-PW | PH1036, 1Mtr, 1/2 HP, HW Htd, 1 Row, 575v,3ø,60Hz, Alum, PW | 2380 | PH10 | FG | - | Hot Water | 36 | - | 575 | 60 | PW | 0.5 | W | I | - | 40 | 1 | - | - | - | - | - | - | - | - | - | - | -
PH1036-1YA-PW | PH1036, 1Mtr, 1/2 HP, S Htd, 1 Row, 115v,1ø,60Hz, Alum, PW | 2290 | PH10 | FG | - | Steam | 36 | 115 | - | 60 | PW | 0.5 | Y | A | - | 60 | 1 | - | - | - | - | - | - | - | - | - | - | -
PH1036-1YD-PW | PH1036, 1Mtr, 1/2 HP, S Htd, 1 Row, 208/230v,1ø,60Hz, Alum, PW | 2290 | PH10 | FG | - | Steam | 36 | 208/230 | - | 60 | PW | 0.5 | Y | D | - | 60 | 1 | - | - | - | - | - | - | - | - | - | - | -
PH1036-1YG-PW | PH1036, 1Mtr, 1/2 HP, S Htd, 1 Row, 208/230v,3ø,60Hz, Alum, PW | 2380 | PH10 | FG | - | Steam | 36 | 208/230 | - | 60 | PW | 0.5 | Y | G | - | 60 | 1 | - | - | - | - | - | - | - | - | - | - | -
PH1036-1YH-PW | PH1036, 1Mtr, 1/2 HP, S Htd, 1 Row, 460v,3ø,60Hz, Alum, PW | 2380 | PH10 | FG | - | Steam | 36 | 460 | - | 60 | PW | 0.5 | Y | H | - | 60 | 1 | - | - | - | - | - | - | - | - | - | - | -
PH1036-1YI-PW | PH1036, 1Mtr, 1/2 HP, S Htd, 1 Row, 575v,3ø,60Hz, Alum, PW | 2380 | PH10 | FG | - | Steam | 36 | - | 575 | 60 | PW | 0.5 | Y | I | - | 60 | 1 | - | - | - | - | - | - | - | - | - | - | -
PH1042-1WA-PW | PH1042, 1Mtr, 1/2 HP, HW Htd, 1 Row, 115v,1ø,60Hz, Alum, PW | 2350 | PH10 | FG | - | Hot Water | 42 | 115 | - | 60 | PW | 0.5 | W | A | - | 47 | 1 | - | - | - | - | - | - | - | - | - | - | -
PH1042-1WD-PW | PH1042, 1Mtr, 1/2 HP, HW Htd, 1 Row, 208/230v,1ø,60Hz, Alum, PW | 2350 | PH10 | FG | - | Hot Water | 42 | 208/230 | - | 60 | PW | 0.5 | W | D | - | 47 | 1 | - | - | - | - | - | - | - | - | - | - | -
PH1042-1WG-PW | PH1042, 1Mtr, 1/2 HP, HW Htd, 1 Row, 208/230v,3ø,60Hz, Alum, PW | 2440 | PH10 | FG | - | Hot Water | 42 | 208/230 | - | 60 | PW | 0.5 | W | G | - | 47 | 1 | - | - | - | - | - | - | - | - | - | - | -
PH1042-1WH-PW | PH1042, 1Mtr, 1/2 HP, HW Htd, 1 Row, 460v,3ø,60Hz, Alum, PW | 2440 | PH10 | FG | - | Hot Water | 42 | 460 | - | 60 | PW | 0.5 | W | H | - | 47 | 1 | - | - | - | - | - | - | - | - | - | - | -
PH1042-1WI-PW | PH1042, 1Mtr, 1/2 HP, HW Htd, 1 Row, 575v,3ø,60Hz, Alum, PW | 2440 | PH10 | FG | - | Hot Water | 42 | - | 575 | 60 | PW | 0.5 | W | I | - | 47 | 1 | - | - | - | - | - | - | - | - | - | - | -
PH1042-1YA-PW | PH1042, 1Mtr, 1/2 HP, S Htd, 1 Row, 115v,1ø,60Hz, Alum, PW | 2350 | PH10 | FG | - | Steam | 42 | 115 | - | 60 | PW | 0.5 | Y | A | - | 67 | 1 | - | - | - | - | - | - | - | - | - | - | -
PH1042-1YD-PW | PH1042, 1Mtr, 1/2 HP, S Htd, 1 Row, 208/230v,1ø,60Hz, Alum, PW | 2350 | PH10 | FG | - | Steam | 42 | 208/230 | - | 60 | PW | 0.5 | Y | D | - | 67 | 1 | - | - | - | - | - | - | - | - | - | - | -
PH1042-1YG-PW | PH1042, 1Mtr, 1/2 HP, S Htd, 1 Row, 208/230v,3ø,60Hz, Alum, PW | 2440 | PH10 | FG | - | Steam | 42 | 208/230 | - | 60 | PW | 0.5 | Y | G | - | 67 | 1 | - | - | - | - | - | - | - | - | - | - | -
PH1042-1YH-PW | PH1042, 1Mtr, 1/2 HP, S Htd, 1 Row, 460v,3ø,60Hz, Alum, PW | 2440 | PH10 | FG | - | Steam | 42 | 460 | - | 60 | PW | 0.5 | Y | H | - | 67 | 1 | - | - | - | - | - | - | - | - | - | - | -
PH1042-1YI-PW | PH1042, 1Mtr, 1/2 HP, S Htd, 1 Row, 575v,3ø,60Hz, Alum, PW | 2440 | PH10 | FG | - | Steam | 42 | - | 575 | 60 | PW | 0.5 | Y | I | - | 67 | 1 | - | - | - | - | - | - | - | - | - | - | -
PH1048-1WA-PW | PH1048, 1Mtr, 1/2 HP, HW Htd, 1 Row, 115v,1ø,60Hz, Alum, PW | 2425 | PH10 | FG | - | Hot Water | 48 | 115 | - | 60 | PW | 0.5 | W | A | - | 57 | 1 | - | - | - | - | - | - | - | - | - | - | -
PH1048-1WD-PW | PH1048, 1Mtr, 1/2 HP, HW Htd, 1 Row, 208/230v,1ø,60Hz, Alum, PW | 2425 | PH10 | FG | - | Hot Water | 48 | 208/230 | - | 60 | PW | 0.5 | W | D | - | 57 | 1 | - | - | - | - | - | - | - | - | - | - | -
PH1048-1WG-PW | PH1048, 1Mtr, 1/2 HP, HW Htd, 1 Row, 208/230v,3ø,60Hz, Alum, PW | 2515 | PH10 | FG | - | Hot Water | 48 | 208/230 | - | 60 | PW | 0.5 | W | G | - | 57 | 1 | - | - | - | - | - | - | - | - | - | - | -
PH1048-1WH-PW | PH1048, 1Mtr, 1/2 HP, HW Htd, 1 Row, 460v,3ø,60Hz, Alum, PW | 2515 | PH10 | FG | - | Hot Water | 48 | 460 | - | 60 | PW | 0.5 | W | H | - | 57 | 1 | - | - | - | - | - | - | - | - | - | - | -
PH1048-1WI-PW | PH1048, 1Mtr, 1/2 HP, HW Htd, 1 Row, 575v,3ø,60Hz, Alum, PW | 2515 | PH10 | FG | - | Hot Water | 48 | - | 575 | 60 | PW | 0.5 | W | I | - | 57 | 1 | - | - | - | - | - | - | - | - | - | - | -
PH1048-1YA-PW | PH1048, 1Mtr, 1/2 HP, S Htd, 1 Row, 115v,1ø,60Hz, Alum, PW | 2425 | PH10 | FG | - | Steam | 48 | 115 | - | 60 | PW | 0.5 | Y | A | - | 73 | 1 | - | - | - | - | - | - | - | - | - | - | -
PH1048-1YD-PW | PH1048, 1Mtr, 1/2 HP, S Htd, 1 Row, 208/230v,1ø,60Hz, Alum, PW | 2425 | PH10 | FG | - | Steam | 48 | 208/230 | - | 60 | PW | 0.5 | Y | D | - | 73 | 1 | - | - | - | - | - | - | - | - | - | - | -
PH1048-1YG-PW | PH1048, 1Mtr, 1/2 HP, S Htd, 1 Row, 208/230v,3ø,60Hz, Alum, PW | 2515 | PH10 | FG | - | Steam | 48 | 208/230 | - | 60 | PW | 0.5 | Y | G | - | 73 | 1 | - | - | - | - | - | - | - | - | - | - | -
PH1048-1YH-PW | PH1048, 1Mtr, 1/2 HP, S Htd, 1 Row, 460v,3ø,60Hz, Alum, PW | 2515 | PH10 | FG | - | Steam | 48 | 460 | - | 60 | PW | 0.5 | Y | H | - | 73 | 1 | - | - | - | - | - | - | - | - | - | - | -
PH1048-1YI-PW | PH1048, 1Mtr, 1/2 HP, S Htd, 1 Row, 575v,3ø,60Hz, Alum, PW | 2515 | PH10 | FG | - | Steam | 48 | - | 575 | 60 | PW | 0.5 | Y | I | - | 73 | 1 | - | - | - | - | - | - | - | - | - | - | -
PH1060-2WA-PW | PH1060, 2Mtr, 1/2 HP, HW Htd, 1 Row, 115v,1ø,60Hz, Alum, PW | 2980 | PH10 | FG | - | Hot Water | 60 | 115 | - | 60 | PW | 0.5 | W | A | - | 74 | 2 | - | - | - | - | - | - | - | - | - | - | -
PH1060-2WD-PW | PH1060, 2Mtr, 1/2 HP, HW Htd, 1 Row, 208/230v,1ø,60Hz, Alum, PW | 2980 | PH10 | FG | - | Hot Water | 60 | 208/230 | - | 60 | PW | 0.5 | W | D | - | 74 | 2 | - | - | - | - | - | - | - | - | - | - | -
PH1060-2WG-PW | PH1060, 2Mtr, 1/2 HP, HW Htd, 1 Row, 208/230v,3ø,60Hz, Alum, PW | 3155 | PH10 | FG | - | Hot Water | 60 | 208/230 | - | 60 | PW | 0.5 | W | G | - | 74 | 2 | - | - | - | - | - | - | - | - | - | - | -
PH1060-2WH-PW | PH1060, 2Mtr, 1/2 HP, HW Htd, 1 Row, 460v,3ø,60Hz, Alum, PW | 3155 | PH10 | FG | - | Hot Water | 60 | 460 | - | 60 | PW | 0.5 | W | H | - | 74 | 2 | - | - | - | - | - | - | - | - | - | - | -
PH1060-2WI-PW | PH1060, 2Mtr, 1/2 HP, HW Htd, 1 Row, 575v,3ø,60Hz, Alum, PW | 3155 | PH10 | FG | - | Hot Water | 60 | - | 575 | 60 | PW | 0.5 | W | I | - | 74 | 2 | - | - | - | - | - | - | - | - | - | - | -
PH1060-2YA-PW | PH1060, 2Mtr, 1/2 HP, S Htd, 1 Row, 115v,1ø,60Hz, Alum, PW | 2980 | PH10 | FG | - | Steam | 60 | 115 | - | 60 | PW | 0.5 | Y | A | - | 108 | 2 | - | - | - | - | - | - | - | - | - | - | -
PH1060-2YD-PW | PH1060, 2Mtr, 1/2 HP, S Htd, 1 Row, 208/230v,1ø,60Hz, Alum, PW | 2980 | PH10 | FG | - | Steam | 60 | 208/230 | - | 60 | PW | 0.5 | Y | D | - | 108 | 2 | - | - | - | - | - | - | - | - | - | - | -
PH1060-2YG-PW | PH1060, 2Mtr, 1/2 HP, S Htd, 1 Row, 208/230v,3ø,60Hz, Alum, PW | 3155 | PH10 | FG | - | Steam | 60 | 208/230 | - | 60 | PW | 0.5 | Y | G | - | 108 | 2 | - | - | - | - | - | - | - | - | - | - | -
PH1060-2YH-PW | PH1060, 2Mtr, 1/2 HP, S Htd, 1 Row, 460v,3ø,60Hz, Alum, PW | 3155 | PH10 | FG | - | Steam | 60 | 460 | - | 60 | PW | 0.5 | Y | H | - | 108 | 2 | - | - | - | - | - | - | - | - | - | - | -
PH1060-2YI-PW | PH1060, 2Mtr, 1/2 HP, S Htd, 1 Row, 575v,3ø,60Hz, Alum, PW | 3155 | PH10 | FG | - | Steam | 60 | - | 575 | 60 | PW | 0.5 | Y | I | - | 108 | 2 | - | - | - | - | - | - | - | - | - | - | -
PH1072-2WA-PW | PH1072, 2Mtr, 1/2 HP, HW Htd, 1 Row, 115v,1ø,60Hz, Alum, PW | 3245 | PH10 | FG | - | Hot Water | 72 | 115 | - | 60 | PW | 0.5 | W | A | - | 87 | 2 | - | - | - | - | - | - | - | - | - | - | -
PH1072-2WD-PW | PH1072, 2Mtr, 1/2 HP, HW Htd, 1 Row, 208/230v,1ø,60Hz, Alum, PW | 3245 | PH10 | FG | - | Hot Water | 72 | 208/230 | - | 60 | PW | 0.5 | W | D | - | 87 | 2 | - | - | - | - | - | - | - | - | - | - | -
PH1072-2WG-PW | PH1072, 2Mtr, 1/2 HP, HW Htd, 1 Row, 208/230v,3ø,60Hz, Alum, PW | 3415 | PH10 | FG | - | Hot Water | 72 | 208/230 | - | 60 | PW | 0.5 | W | G | - | 87 | 2 | - | - | - | - | - | - | - | - | - | - | -
PH1072-2WH-PW | PH1072, 2Mtr, 1/2 HP, HW Htd, 1 Row, 460v,3ø,60Hz, Alum, PW | 3415 | PH10 | FG | - | Hot Water | 72 | 460 | - | 60 | PW | 0.5 | W | H | - | 87 | 2 | - | - | - | - | - | - | - | - | - | - | -
PH1072-2WI-PW | PH1072, 2Mtr, 1/2 HP, HW Htd, 1 Row, 575v,3ø,60Hz, Alum, PW | 3415 | PH10 | FG | - | Hot Water | 72 | - | 575 | 60 | PW | 0.5 | W | I | - | 87 | 2 | - | - | - | - | - | - | - | - | - | - | -
PH1072-2YA-PW | PH1072, 2Mtr, 1/2 HP, S Htd, 1 Row, 115v,1ø,60Hz, Alum, PW | 3245 | PH10 | FG | - | Steam | 72 | 115 | - | 60 | PW | 0.5 | Y | A | - | 121 | 2 | - | - | - | - | - | - | - | - | - | - | -
PH1072-2YD-PW | PH1072, 2Mtr, 1/2 HP, S Htd, 1 Row, 208/230v,1ø,60Hz, Alum, PW | 3245 | PH10 | FG | - | Steam | 72 | 208/230 | - | 60 | PW | 0.5 | Y | D | - | 121 | 2 | - | - | - | - | - | - | - | - | - | - | -
PH1072-2YG-PW | PH1072, 2Mtr, 1/2 HP, S Htd, 1 Row, 208/230v,3ø,60Hz, Alum, PW | 3415 | PH10 | FG | - | Steam | 72 | 208/230 | - | 60 | PW | 0.5 | Y | G | - | 121 | 2 | - | - | - | - | - | - | - | - | - | - | -
PH1072-2YH-PW | PH1072, 2Mtr, 1/2 HP, S Htd, 1 Row, 460v,3ø,60Hz, Alum, PW | 3415 | PH10 | FG | - | Steam | 72 | 460 | - | 60 | PW | 0.5 | Y | H | - | 121 | 2 | - | - | - | - | - | - | - | - | - | - | -
PH1072-2YI-PW | PH1072, 2Mtr, 1/2 HP, S Htd, 1 Row, 575v,3ø,60Hz, Alum, PW | 3415 | PH10 | FG | - | Steam | 72 | - | 575 | 60 | PW | 0.5 | Y | I | - | 121 | 2 | - | - | - | - | - | - | - | - | - | - | -
PH1084-2WA-PW | PH1084, 2Mtr, 1/2 HP, HW Htd, 1 Row, 115v,1ø,60Hz, Alum, PW | 4630 | PH10 | FG | - | Hot Water | 84 | 115 | - | 60 | PW | 0.5 | W | A | - | 96 | 2 | - | - | - | - | - | - | - | - | - | - | -
PH1084-2WD-PW | PH1084, 2Mtr, 1/2 HP, HW Htd, 1 Row, 208/230v,1ø,60Hz, Alum, PW | 4630 | PH10 | FG | - | Hot Water | 84 | 208/230 | - | 60 | PW | 0.5 | W | D | - | 96 | 2 | - | - | - | - | - | - | - | - | - | - | -
PH1084-2WG-PW | PH1084, 2Mtr, 1/2 HP, HW Htd, 1 Row, 208/230v,3ø,60Hz, Alum, PW | 4800 | PH10 | FG | - | Hot Water | 84 | 208/230 | - | 60 | PW | 0.5 | W | G | - | 96 | 2 | - | - | - | - | - | - | - | - | - | - | -
PH1084-2WH-PW | PH1084, 2Mtr, 1/2 HP, HW Htd, 1 Row, 460v,3ø,60Hz, Alum, P. Wht | 4800 | PH10 | FG | - | Hot Water | 84 | 460 | - | 60 | PW | 0.5 | W | H | - | 96 | 2 | - | - | - | - | - | - | - | - | - | - | -
PH1084-2WI-PW | PH1084, 2Mtr, 1/2 HP, HW Htd, 1 Row, 575v,3ø,60Hz, Alum, P. Wht | 4800 | PH10 | FG | - | Hot Water | 84 | - | 575 | 60 | PW | 0.5 | W | I | - | 96 | 2 | - | - | - | - | - | - | - | - | - | - | -
PH1084-2YA-PW | PH1084, 2Mtr, 1/2 HP, S Htd, 1 Row, 115v,1ø,60Hz, Alum, PW | 4630 | PH10 | FG | - | Steam | 84 | 115 | - | 60 | PW | 0.5 | Y | A | - | 136 | 2 | - | - | - | - | - | - | - | - | - | - | -
PH1084-2YD-PW | PH1084, 2Mtr, 1/2 HP, S Htd, 1 Row, 208/230v,1ø,60Hz, Alum, PW | 4630 | PH10 | FG | - | Steam | 84 | 208/230 | - | 60 | PW | 0.5 | Y | D | - | 136 | 2 | - | - | - | - | - | - | - | - | - | - | -
PH1084-2YG-PW | PH1084, 2Mtr, 1/2 HP, S Htd, 1 Row, 208/230v,3ø,60Hz, Alum, PW | 4800 | PH10 | FG | - | Steam | 84 | 208/230 | - | 60 | PW | 0.5 | Y | G | - | 136 | 2 | - | - | - | - | - | - | - | - | - | - | -
PH1084-2YH-PW | PH1084, 2Mtr, 1/2 HP, S Htd, 1 Row, 460v,3ø,60Hz, Alum, P. Wht | 4800 | PH10 | FG | - | Steam | 84 | 460 | - | 60 | PW | 0.5 | Y | H | - | 136 | 2 | - | - | - | - | - | - | - | - | - | - | -
PH1084-2YI-PW | PH1084, 2Mtr, 1/2 HP, S Htd, 1 Row, 575v,3ø,60Hz, Alum, P. Wht | 4800 | PH10 | FG | - | Steam | 84 | - | 575 | 60 | PW | 0.5 | Y | I | - | 136 | 2 | - | - | - | - | - | - | - | - | - | - | -
PH1096-2WA-PW | PH1096, 2Mtr, 1/2 HP, HW Htd, 1 Row, 115v,1ø,60Hz, Alum, PW | 4830 | PH10 | FG | - | Hot Water | 96 | 115 | - | 60 | PW | 0.5 | W | A | - | 106 | 2 | - | - | - | - | - | - | - | - | - | - | -
PH1096-2WD-PW | PH1096, 2Mtr, 1/2 HP, HW Htd, 1 Row, 208/230v,1ø,60Hz, Alum, PW | 4830 | PH10 | FG | - | Hot Water | 96 | 208/230 | - | 60 | PW | 0.5 | W | D | - | 106 | 2 | - | - | - | - | - | - | - | - | - | - | -
PH1096-2WG-PW | PH1096, 2Mtr, 1/2 HP, HW Htd, 1Row, 208/230v,3ø,60Hz, Alum, PW | 5005 | PH10 | FG | - | Hot Water | 96 | 208/230 | - | 60 | PW | 0.5 | W | G | - | 106 | 2 | - | - | - | - | - | - | - | - | - | - | -
PH1096-2WH-PW | PH1096, 2Mtr, 1/2 HP, HW Htd, 1 Row, 460v,3ø,60Hz, Alum, PW | 5005 | PH10 | FG | - | Hot Water | 96 | 460 | - | 60 | PW | 0.5 | W | H | - | 106 | 2 | - | - | - | - | - | - | - | - | - | - | -
PH1096-2WI-PW | PH1096, 2Mtr, 1/2 HP, HW Htd, 1 Row, 575v,3ø,60Hz, Alum, PW | 5005 | PH10 | FG | - | Hot Water | 96 | - | 575 | 60 | PW | 0.5 | W | I | - | 106 | 2 | - | - | - | - | - | - | - | - | - | - | -
PH1096-2YA-PW | PH1096, 2Mtr, 1/2 HP, S Htd, 1 Row, 115v,1ø,60Hz, Alum, PW | 4830 | PH10 | FG | - | Steam | 96 | 115 | - | 60 | PW | 0.5 | Y | A | - | 148 | 2 | - | - | - | - | - | - | - | - | - | - | -
PH1096-2YD-PW | PH1096, 2Mtr, 1/2 HP, S Htd, 1 Row, 208/230v,1ø,60Hz, Alum, PW | 4830 | PH10 | FG | - | Steam | 96 | 208/230 | - | 60 | PW | 0.5 | Y | D | - | 148 | 2 | - | - | - | - | - | - | - | - | - | - | -
PH1096-2YG-PW | PH1096, 2Mtr, 1/2 HP, S Htd, 1Row, 208/230v,3ø,60Hz, Alum, PW | 5005 | PH10 | FG | - | Steam | 96 | 208/230 | - | 60 | PW | 0.5 | Y | G | - | 148 | 2 | - | - | - | - | - | - | - | - | - | - | -
PH1096-2YH-PW | PH1096, 2Mtr, 1/2 HP, S Htd, 1 Row, 460v,3ø,60Hz, Alum, PW | 5005 | PH10 | FG | - | Steam | 96 | 460 | - | 60 | PW | 0.5 | Y | H | - | 148 | 2 | - | - | - | - | - | - | - | - | - | - | -
PH1096-2YI-PW | PH1096, 2Mtr, 1/2 HP, S Htd, 1 Row, 575v,3ø,60Hz, Alum, PW | 5005 | PH10 | FG | - | Steam | 96 | - | 575 | 60 | PW | 0.5 | Y | I | - | 148 | 2 | - | - | - | - | - | - | - | - | - | - | -
PH10120-4WA-PW | PH10120, 4Mtr, 1/2 HP, HW Htd, 1 Row, 115v,1ø,60Hz, Alum, P. Wht | 6380 | PH10 | FG | - | Hot Water | 120 | 115 | - | 60 | PW | 0.5 | W | A | - | 153 | 4 | - | - | - | - | - | - | - | - | - | - | -
PH10120-4WD-PW | PH10120, 4Mtr, 1/2 HP, HW Htd, 1 Row, 208/230v,1ø,60Hz, Alum, P. Wht | 6380 | PH10 | FG | - | Hot Water | 120 | 208/230 | - | 60 | PW | 0.5 | W | D | - | 153 | 4 | - | - | - | - | - | - | - | - | - | - | -
PH10120-4WG-PW | PH10120, 4Mtr, 1/2 HP, HW Htd, 1 Row, 208/230v,3ø,60Hz, Alum, P. Wht | 6725 | PH10 | FG | - | Hot Water | 120 | 208/230 | - | 60 | PW | 0.5 | W | G | - | 153 | 4 | - | - | - | - | - | - | - | - | - | - | -
PH10120-4WH-PW | PH10120, 4Mtr, 1/2 HP, HW Htd, 1 Row, 460v,3ø,60Hz, Alum, P. Wht | 6725 | PH10 | FG | - | Hot Water | 120 | 460 | - | 60 | PW | 0.5 | W | H | - | 153 | 4 | - | - | - | - | - | - | - | - | - | - | -
PH10120-4WI-PW | PH10120, 4Mtr, 1/2 HP, HW Htd, 1 Row, 575v,3ø,60Hz, Alum, P. Wht | 6725 | PH10 | FG | - | Hot Water | 120 | - | 575 | 60 | PW | 0.5 | W | I | - | 153 | 4 | - | - | - | - | - | - | - | - | - | - | -
PH10120-4YA-PW | PH10120, 4Mtr, 1/2 HP, S Htd, 1 Row, 115v,1ø,60Hz, Alum, P. Wht | 6380 | PH10 | FG | - | Steam | 120 | 115 | - | 60 | PW | 0.5 | Y | A | - | 217 | 4 | - | - | - | - | - | - | - | - | - | - | -
PH10120-4YD-PW | PH10120, 4Mtr, 1/2 HP, S Htd, 1 Row, 208/230v,1ø,60Hz, Alum, P. Wht | 6380 | PH10 | FG | - | Steam | 120 | 208/230 | - | 60 | PW | 0.5 | Y | D | - | 217 | 4 | - | - | - | - | - | - | - | - | - | - | -
PH10120-4YG-PW | PH10120, 4Mtr, 1/2 HP, S Htd, 1 Row, 208/230v,3ø,60Hz, Alum, P. Wht | 6725 | PH10 | FG | - | Steam | 120 | 208/230 | - | 60 | PW | 0.5 | Y | G | - | 217 | 4 | - | - | - | - | - | - | - | - | - | - | -
PH10120-4YH-PW | PH10120, 4Mtr, 1/2 HP, S Htd, 1 Row, 460v,3ø,60Hz, Alum, P. Wht | 6725 | PH10 | FG | - | Steam | 120 | 460 | - | 60 | PW | 0.5 | Y | H | - | 217 | 4 | - | - | - | - | - | - | - | - | - | - | -
PH10120-4YI-PW | PH10120, 4Mtr, 1/2 HP, S Htd, 1 Row, 575v,3ø,60Hz, Alum, P. Wht | 6725 | PH10 | FG | - | Steam | 120 | - | 575 | 60 | PW | 0.5 | Y | I | - | 217 | 4 | - | - | - | - | - | - | - | - | - | - | -
HV2 Unheated
HV236-1UA-TS | HV236, 1Mtr, 1 HP, Unhtd, 115v,1ø,60Hz, Galv, TS | 1205 | FG | HV2 | - | Unheated | 36 | 115 | - | 60 | TS | 1 | U | A | - | - | 1 | - | - | - | - | - | - | - | - | - | - | -
HV236-1UD-TS | HV236, 1Mtr, 1 HP, Unhtd, 208/230v,1ø,60Hz, Galv, TS | 1205 | FG | HV2 | - | Unheated | 36 | 208/230 | - | 60 | TS | 1 | U | D | - | - | 1 | - | - | - | - | - | - | - | - | - | - | -
HV236-1UG-TS | HV236, 1Mtr, 1 HP, Unhtd, 208/230v,3ø,60Hz, Galv,TS | 1275 | FG | HV2 | - | Unheated | 36 | - | 208/230 | 60 | TS | 1 | U | G | - | - | 1 | - | - | - | - | - | - | - | - | - | - | -
HV236-1UH-TS | HV236, 1Mtr, 1 HP, Unhtd, 460v,3ø,60Hz, Galv, TS | 1275 | FG | HV2 | - | Unheated | 36 | - | 460 | 60 | TS | 1 | U | H | - | - | 1 | - | - | - | - | - | - | - | - | - | - | -
HV236-1UI-TS | HV236, 1Mtr, 1 HP, Unhtd, 575v,3ø,60Hz, Galv, TS | 1300 | FG | HV2 | - | Unheated | 36 | - | 575 | 60 | TS | 1 | U | I | - | - | 1 | - | - | - | - | - | - | - | - | - | - | -
HV236-1UU-TS | HV236, 1Mtr, 1 HP, Unhtd, 220v,1ø,50Hz, Galv, TS | 1300 | FG | HV2 | - | Unheated | 36 | 220 | - | 50 | TS | 1 | U | U | - | - | 1 | - | - | - | - | - | - | - | - | - | - | -
HV236-1UW-TS | HV236, 1Mtr, 1 HP, Unhtd, 380/415v,3ø,50Hz, Galv, TS | 1300 | FG | HV2 | - | Unheated | 36 | - | 308/415 | 50 | TS | 1 | U | W | - | - | 1 | - | - | - | - | - | - | - | - | - | - | -
HV242-1UA-TS | HV242, 1Mtr, 1 HP, Unhtd, 115v,1ø,60Hz, Galv, TS | 1235 | FG | HV2 | - | Unheated | 42 | 115 | - | 60 | TS | 1 | U | A | - | - | 1 | - | - | - | - | - | - | - | - | - | - | -
HV242-1UD-TS | HV242, 1Mtr, 1 HP, Unhtd, 208/230v,1ø,60Hz, Galv, TS | 1235 | FG | HV2 | - | Unheated | 42 | 208/230 | - | 60 | TS | 1 | U | D | - | - | 1 | - | - | - | - | - | - | - | - | - | - | -
HV242-1UG-TS | HV242, 1Mtr, 1 HP, Unhtd, 208/230v,3ø,60Hz, Galv, TS | 1390 | FG | HV2 | - | Unheated | 42 | - | 208/230 | 60 | TS | 1 | U | G | - | - | 1 | - | - | - | - | - | - | - | - | - | - | -
HV242-1UH-TS | HV242, 1Mtr, 1 HP, Unhtd, 460v,3ø,60Hz, Galv, TS | 1390 | FG | HV2 | - | Unheated | 42 | - | 460 | 60 | TS | 1 | U | H | - | - | 1 | - | - | - | - | - | - | - | - | - | - | -
HV242-1UI-TS | HV242, 1Mtr, 1 HP, Unhtd, 575v,3ø,60Hz, Galv, TS | 1415 | FG | HV2 | - | Unheated | 42 | - | 575 | 60 | TS | 1 | U | I | - | - | 1 | - | - | - | - | - | - | - | - | - | - | -
HV242-1UU-TS | HV242, 1Mtr, 1 HP, Unhtd, 220v,1ø,50Hz, Galv, TS | 1415 | FG | HV2 | - | Unheated | 42 | 220 | - | 50 | TS | 1 | U | U | - | - | 1 | - | - | - | - | - | - | - | - | - | - | -
HV242-1UW-TS | HV242, 1Mtr, 1 HP, Unhtd, 380/415v,3ø,50Hz, Galv, TS | 1415 | FG | HV2 | - | Unheated | 42 | - | 308/415 | 50 | TS | 1 | U | W | - | - | 1 | - | - | - | - | - | - | - | - | - | - | -
HV248-1UA-TS | HV248, 1Mtr, 1 HP, Unhtd, 115v,1ø,60Hz, Galv, TS | 1245 | FG | HV2 | - | Unheated | 48 | 115 | - | 60 | TS | 1 | U | A | - | - | 1 | - | - | - | - | - | - | - | - | - | - | -
HV248-1UD-TS | HV248, 1Mtr, 1 HP, Unhtd, 208/230v,1ø,60Hz, Galv, TS | 1245 | FG | HV2 | - | Unheated | 48 | 208/230 | - | 60 | TS | 1 | U | D | - | - | 1 | - | - | - | - | - | - | - | - | - | - | -
HV248-1UG-TS | HV248, 1Mtr, 1 HP, Unhtd, 208/230v,3ø,60Hz, Galv, TS | 1405 | FG | HV2 | - | Unheated | 48 | - | 208/230 | 60 | TS | 1 | U | G | - | - | 1 | - | - | - | - | - | - | - | - | - | - | -
HV248-1UH-TS | HV248, 1Mtr, 1 HP, Unhtd, 460v,3ø,60Hz, Galv, TS | 1405 | FG | HV2 | - | Unheated | 48 | - | 460 | 60 | TS | 1 | U | H | - | - | 1 | - | - | - | - | - | - | - | - | - | - | -
HV248-1UI-TS | HV248, 1Mtr, 1 HP, Unhtd, 575v,3ø,60Hz, Galv, TS | 1430 | FG | HV2 | - | Unheated | 48 | - | 575 | 60 | TS | 1 | U | I | - | - | 1 | - | - | - | - | - | - | - | - | - | - | -
HV248-1UU-TS | HV248, 1Mtr, 1 HP, Unhtd, 220v,1ø,50Hz, Galv, TS | 1430 | FG | HV2 | - | Unheated | 48 | 220 | - | 50 | TS | 1 | U | U | - | - | 1 | - | - | - | - | - | - | - | - | - | - | -
HV248-1UW-TS | HV248, 1Mtr, 1 HP, Unhtd, 380/415v,3ø,50Hz, Galv, TS | 1430 | FG | HV2 | - | Unheated | 48 | - | 308/415 | 50 | TS | 1 | U | W | - | - | 1 | - | - | - | - | - | - | - | - | - | - | -
HV272-2UA-TS | HV272, 2Mtr, 1 HP, Unhtd, 115v,1ø,60Hz, Galv, TS | 2305 | FG | HV2 | - | Unheated | 72 | 115 | - | 60 | TS | 1 | U | A | - | - | 2 | - | - | - | - | - | - | - | - | - | - | -
HV272-2UD-TS | HV272, 2Mtr, 1 HP, Unhtd, 208/230v,1ø,60Hz, Galv, TS | 2305 | FG | HV2 | - | Unheated | 72 | 208/230 | - | 60 | TS | 1 | U | D | - | - | 2 | - | - | - | - | - | - | - | - | - | - | -
HV272-2UG-TS | HV272, 2Mtr, 1 HP, Unhtd, 208/230v,3ø,60Hz, Galv, TS | 2620 | FG | HV2 | - | Unheated | 72 | - | 208/230 | 60 | TS | 1 | U | G | - | - | 2 | - | - | - | - | - | - | - | - | - | - | -
HV272-2UH-TS | HV272, 2Mtr, 1 HP, Unhtd, 460v,3ø,60Hz, Galv, TS | 2620 | FG | HV2 | - | Unheated | 72 | - | 460 | 60 | TS | 1 | U | H | - | - | 2 | - | - | - | - | - | - | - | - | - | - | -
HV272-2UI-TS | HV272, 2Mtr, 1 HP, Unhtd, 575v,3ø,60Hz, Galv, TS | 2645 | FG | HV2 | - | Unheated | 72 | - | 575 | 60 | TS | 1 | U | I | - | - | 2 | - | - | - | - | - | - | - | - | - | - | -
HV272-2UU-TS | HV272, 2Mtr, 1 HP, Unhtd, 220v,1ø,50Hz, Galv, TS | 2645 | FG | HV2 | - | Unheated | 72 | 220 | - | 50 | TS | 1 | U | U | - | - | 2 | - | - | - | - | - | - | - | - | - | - | -
HV272-2UW-TS | HV272, 2Mtr, 1 HP, Unhtd, 380/415v,3ø,50Hz, Galv, TS | 2645 | FG | HV2 | - | Unheated | 72 | - | 308/415 | 50 | TS | 1 | U | W | - | - | 2 | - | - | - | - | - | - | - | - | - | - | -
HV284-2UA-TS | HV284, 2Mtr, 1 HP, Unhtd, 115v,1ø,60Hz, Galv, TS | 2455 | FG | HV2 | - | Unheated | 84 | 115 | - | 60 | TS | 1 | U | A | - | - | 2 | - | - | - | - | - | - | - | - | - | - | -
HV284-2UD-TS | HV284, 2Mtr, 1 HP, Unhtd, 208/230v,1ø,60Hz, Galv, TS | 2455 | FG | HV2 | - | Unheated | 84 | 208/230 | - | 60 | TS | 1 | U | D | - | - | 2 | - | - | - | - | - | - | - | - | - | - | -
HV284-2UG-TS | HV284, 2Mtr, 1 HP, Unhtd, 208/230v,3ø,60Hz, Galv, TS | 2770 | FG | HV2 | - | Unheated | 84 | - | 208/230 | 60 | TS | 1 | U | G | - | - | 2 | - | - | - | - | - | - | - | - | - | - | -
HV284-2UH-TS | HV284, 2Mtr, 1 HP, Unhtd, 460v,3ø,60Hz, Galv, TS | 2770 | FG | HV2 | - | Unheated | 84 | - | 460 | 60 | TS | 1 | U | H | - | - | 2 | - | - | - | - | - | - | - | - | - | - | -
HV284-2UI-TS | HV284, 2Mtr, 1 HP, Unhtd, 575v,3ø,60Hz, Galv, TS | 2795 | FG | HV2 | - | Unheated | 84 | - | 575 | 60 | TS | 1 | U | I | - | - | 2 | - | - | - | - | - | - | - | - | - | - | -
HV284-2UU-TS | HV284, 2Mtr, 1 HP, Unhtd, 220v,1ø,50Hz, Galv, TS | 2795 | FG | HV2 | - | Unheated | 84 | 220 | - | 50 | TS | 1 | U | U | - | - | 2 | - | - | - | - | - | - | - | - | - | - | -
HV284-2UW-TS | HV284, 2Mtr, 1 HP, Unhtd, 380/415v,3ø,50Hz, Galv, TS | 2795 | FG | HV2 | - | Unheated | 84 | - | 308/415 | 50 | TS | 1 | U | W | - | - | 2 | - | - | - | - | - | - | - | - | - | - | -
HV296-2UA-TS | HV296, 2Mtr, 1 HP, Unhtd, 115v,1ø,60Hz, Galv, TS | 2520 | FG | HV2 | - | Unheated | 96 | 115 | - | 60 | TS | 1 | U | A | - | - | 2 | - | - | - | - | - | - | - | - | - | - | -
HV296-2UD-TS | HV296, 2Mtr, 1 HP, Unhtd, 208/230v,1ø,60Hz, Galv, TS | 2520 | FG | HV2 | - | Unheated | 96 | 208/230 | - | 60 | TS | 1 | U | D | - | - | 2 | - | - | - | - | - | - | - | - | - | - | -
HV296-2UG-TS | HV296, 2Mtr, 1 HP, Unhtd, 208/230v,3ø,60Hz, Galv, TS | 2835 | FG | HV2 | - | Unheated | 96 | - | 208/230 | 60 | TS | 1 | U | G | - | - | 2 | - | - | - | - | - | - | - | - | - | - | -
HV296-2UH-TS | HV296, 2Mtr, 1 HP, Unhtd, 460v,3ø,60Hz, Galv, TS | 2835 | FG | HV2 | - | Unheated | 96 | - | 460 | 60 | TS | 1 | U | H | - | - | 2 | - | - | - | - | - | - | - | - | - | - | -
HV296-2UI-TS | HV296, 2Mtr, 1 HP, Unhtd, 575v,3ø,60Hz, Galv, TS | 2860 | FG | HV2 | - | Unheated | 96 | - | 575 | 60 | TS | 1 | U | I | - | - | 2 | - | - | - | - | - | - | - | - | - | - | -
HV296-2UU-TS | HV296, 2Mtr, 1 HP, Unhtd, 220v,1ø,50Hz, Galv, TS | 2860 | FG | HV2 | - | Unheated | 96 | 220 | - | 50 | TS | 1 | U | U | - | - | 2 | - | - | - | - | - | - | - | - | - | - | -
HV296-2UW-TS | HV296, 2Mtr, 1 HP, Unhtd, 380/415v,3ø,50Hz, Galv, TS | 2860 | FG | HV2 | - | Unheated | 96 | - | 308/415 | 50 | TS | 1 | U | W | - | - | 2 | - | - | - | - | - | - | - | - | - | - | -
HV2108-3UA-TS | HV2108, 3Mtr, 1 HP, Unhtd, 115v,1ø,60Hz, Galv, TS | 3045 | FG | HV2 | - | Unheated | 108 | 115 | - | 60 | TS | 1 | U | A | - | - | 3 | - | - | - | - | - | - | - | - | - | - | -
HV2108-3UD-TS | HV2108, 3Mtr, 1 HP, Unhtd, 208/230v,1ø,60Hz, Galv, TS | 3045 | FG | HV2 | - | Unheated | 108 | 208/230 | - | 60 | TS | 1 | U | D | - | - | 3 | - | - | - | - | - | - | - | - | - | - | -
HV2108-3UG-TS | HV2108, 3Mtr, 1 HP, Unhtd, 208/230v,3ø,60Hz, Galv, TS | 3520 | FG | HV2 | - | Unheated | 108 | - | 208/230 | 60 | TS | 1 | U | G | - | - | 3 | - | - | - | - | - | - | - | - | - | - | -
HV2108-3UH-TS | HV2108, 3Mtr, 1 HP, Unhtd, 460v,3ø,60Hz, Galv, TS | 3520 | FG | HV2 | - | Unheated | 108 | - | 460 | 60 | TS | 1 | U | H | - | - | 3 | - | - | - | - | - | - | - | - | - | - | -
HV2108-3UI-TS | HV2108, 3Mtr, 1 HP, Unhtd, 575v,3ø,60Hz, Galv, TS | 3595 | FG | HV2 | - | Unheated | 108 | - | 575 | 60 | TS | 1 | U | I | - | - | 3 | - | - | - | - | - | - | - | - | - | - | -
HV2108-3UU-TS | HV2108, 3Mtr, 1 HP, Unhtd, 220v,1ø,50Hz, Galv, TS | 3120 | FG | HV2 | - | Unheated | 108 | 220 | - | 50 | TS | 1 | U | U | - | - | 3 | - | - | - | - | - | - | - | - | - | - | -
HV2108-3UW-TS | HV2108, 3Mtr, 1 HP, Unhtd, 380/415v,3ø,50Hz, Galv, TS | 3595 | FG | HV2 | - | Unheated | 108 | - | 308/415 | 50 | TS | 1 | U | W | - | - | 3 | - | - | - | - | - | - | - | - | - | - | -
HV2120-2UA-TS | HV2120, 2Mtr, 1 HP, Unhtd, 115v,1ø,60Hz, Galv, TS | 2640 | FG | HV2 | - | Unheated | 120 | 115 | - | 60 | TS | 1 | U | A | - | - | 2 | - | - | - | - | - | - | - | - | - | - | -
HV2120-2UD-TS | HV2120, 2Mtr, 1 HP, Unhtd, 208/230v,1ø,60Hz, Galv, TS | 2640 | FG | HV2 | - | Unheated | 120 | 208/230 | - | 60 | TS | 1 | U | D | - | - | 2 | - | - | - | - | - | - | - | - | - | - | -
HV2120-2UG-TS | HV2120, 2Mtr, 1 HP, Unhtd, 208/230v,3ø,60Hz, Galv, TS | 2950 | FG | HV2 | - | Unheated | 120 | - | 208/230 | 60 | TS | 1 | U | G | - | - | 2 | - | - | - | - | - | - | - | - | - | - | -
HV2120-2UH-TS | HV2120, 2Mtr, 1 HP, Unhtd, 460v,3ø,60Hz, Galv, TS | 2950 | FG | HV2 | - | Unheated | 120 | - | 460 | 60 | TS | 1 | U | H | - | - | 2 | - | - | - | - | - | - | - | - | - | - | -
HV2120-2UI-TS | HV2120, 2Mtr, 1 HP, Unhtd, 575v,3ø,60Hz, Galv, TS | 3005 | FG | HV2 | - | Unheated | 120 | - | 575 | 60 | TS | 1 | U | I | - | - | 2 | - | - | - | - | - | - | - | - | - | - | -
HV2120-2UU-TS | HV2120, 2Mtr, 1 HP, Unhtd, 220v,1ø,50Hz, Galv, TS | 2690 | FG | HV2 | - | Unheated | 120 | 220 | - | 50 | TS | 1 | U | U | - | - | 2 | - | - | - | - | - | - | - | - | - | - | -
HV2120-2UW-TS | HV2120, 2Mtr, 1 HP, Unhtd, 380/415v,3ø,50Hz, Galv, TS | 3005 | FG | HV2 | - | Unheated | 120 | - | 308/415 | 50 | TS | 1 | U | W | - | - | 2 | - | - | - | - | - | - | - | - | - | - | -
HV2120-3UA-TS | HV2120, 3Mtr, 1 HP, Unhtd, 115v,1ø,60Hz, Galv, TS | 3100 | FG | HV2 | - | Unheated | 120 | 115 | - | 60 | TS | 1 | U | A | - | - | 3 | - | - | - | - | - | - | - | - | - | - | -
HV2120-3UD-TS | HV2120, 3Mtr, 1 HP, Unhtd, 208/230v,1ø,60Hz, Galv, TS | 3100 | FG | HV2 | - | Unheated | 120 | 208/230 | - | 60 | TS | 1 | U | D | - | - | 3 | - | - | - | - | - | - | - | - | - | - | -
HV2120-3UG-TS | HV2120, 3Mtr, 1 HP, Unhtd, 208/230v,3ø,60Hz, Galv, TS | 3575 | FG | HV2 | - | Unheated | 120 | - | 208/230 | 60 | TS | 1 | U | G | - | - | 3 | - | - | - | - | - | - | - | - | - | - | -
HV2120-3UH-TS | HV2120, 3Mtr, 1 HP, Unhtd, 460v,3ø,60Hz, Galv, TS | 3575 | FG | HV2 | - | Unheated | 120 | - | 460 | 60 | TS | 1 | U | H | - | - | 3 | - | - | - | - | - | - | - | - | - | - | -
HV2120-3UI-TS | HV2120, 3Mtr, 1 HP, Unhtd, 575v,3ø,60Hz, Galv, TS | 3600 | FG | HV2 | - | Unheated | 120 | - | 575 | 60 | TS | 1 | U | I | - | - | 3 | - | - | - | - | - | - | - | - | - | - | -
HV2120-3UU-TS | HV2120, 3Mtr, 1 HP, Unhtd, 220v,1ø,50Hz, Galv, TS | 3600 | FG | HV2 | - | Unheated | 120 | 220 | - | 50 | TS | 1 | U | U | - | - | 3 | - | - | - | - | - | - | - | - | - | - | -
HV2120-3UW-TS | HV2120, 3Mtr, 1 HP, Unhtd, 380/415v,3ø,50Hz, Galv, TS | 3600 | FG | HV2 | - | Unheated | 120 | - | 308/415 | 50 | TS | 1 | U | W | - | - | 3 | - | - | - | - | - | - | - | - | - | - | -
HV2144-3UA-TS | HV2144, 3Mtr, 1 HP, Unhtd, 115v,1ø,60Hz, Galv, TS | 3320 | FG | HV2 | - | Unheated | 144 | 115 | - | 60 | TS | 1 | U | A | - | - | 3 | - | - | - | - | - | - | - | - | - | - | -
HV2144-3UD-TS | HV2144, 3Mtr, 1 HP, Unhtd, 208/230v,1ø,60Hz, Galv, TS | 3320 | FG | HV2 | - | Unheated | 144 | 208/230 | - | 60 | TS | 1 | U | D | - | - | 3 | - | - | - | - | - | - | - | - | - | - | -
HV2144-3UG-TS | HV2144, 3Mtr, 1 HP, Unhtd, 208/230v,3ø,60Hz, Galv, TS | 3790 | FG | HV2 | - | Unheated | 144 | - | 208/230 | 60 | TS | 1 | U | G | - | - | 3 | - | - | - | - | - | - | - | - | - | - | -
HV2144-3UH-TS | HV2144, 3Mtr, 1 HP, Unhtd, 460v,3ø,60Hz, Galv, TS | 3790 | FG | HV2 | - | Unheated | 144 | - | 460 | 60 | TS | 1 | U | H | - | - | 3 | - | - | - | - | - | - | - | - | - | - | -
HV2144-3UI-TS | HV2144, 3Mtr, 1 HP, Unhtd, 575v,3ø,60Hz, Galv, TS | 3815 | FG | HV2 | - | Unheated | 144 | - | 575 | 60 | TS | 1 | U | I | - | - | 3 | - | - | - | - | - | - | - | - | - | - | -
HV2144-3UU-TS | HV2144, 3Mtr, 1 HP, Unhtd, 220v,1ø,50Hz, Galv, TS | 3815 | FG | HV2 | - | Unheated | 144 | 220 | - | 50 | TS | 1 | U | U | - | - | 3 | - | - | - | - | - | - | - | - | - | - | -
HV2144-3UW-TS | HV2144, 3Mtr, 1 HP, Unhtd, 380/415v,3ø,50Hz, Galv, TS | 3815 | FG | HV2 | - | Unheated | 144 | - | 308/415 | 50 | TS | 1 | U | W | - | - | 3 | - | - | - | - | - | - | - | - | - | - | -
HV2 Electric
HV248-1EBB-TS | HV248, 1Mtr, 1 HP, Elec Htd, 208v,1ø,60Hz, 6kW, Galv,TS | 2345 | HV2 | FG | - | Electric Heated | 48 | 208 | - | 60 | TS | 1 | E | B | B | 6 | 1 | - | - | - | - | - | - | - | - | - | - | -
HV248-1ECB-TS | HV248, 1Mtr, 1 HP, Elec Htd, 230v,1ø,60Hz, 6kW, Galv,TS | 2345 | HV2 | FG | - | Electric Heated | 48 | 230 | - | 60 | TS | 1 | E | C | B | 6 | 1 | - | - | - | - | - | - | - | - | - | - | -
HV248-1EEH-TS | HV248, 1Mtr, 1 HP, Elec Htd, 208v,3ø,60Hz, 12kW, Galv,TS | 2345 | HV2 | FG | - | Electric Heated | 48 | - | 208 | 60 | TS | 1 | E | E | H | 12 | 1 | - | - | - | - | - | - | - | - | - | - | -
HV248-1EFH-TS | HV248, 1Mtr, 1 HP, Elec Htd, 230v,3ø,60Hz, 12kW, Galv,TS | 2345 | HV2 | FG | - | Electric Heated | 48 | - | 230 | 60 | TS | 1 | E | F | H | 12 | 1 | - | - | - | - | - | - | - | - | - | - | -
HV248-1EHH-TS | HV248, 1Mtr, 1 HP, Elec Htd, 460v,3ø,60Hz, 12kW, Galv,TS | 2345 | HV2 | FG | - | Electric Heated | 48 | - | 460 | 60 | TS | 1 | E | H | H | 12 | 1 | - | - | - | - | - | - | - | - | - | - | -
HV248-1EIH-TS | HV248, 1Mtr, 1 HP, Elec Htd, 575v,3ø,60Hz, 12kW, Galv,TS | 2345 | HV2 | FG | - | Electric Heated | 48 | - | 575 | 60 | TS | 1 | E | I | H | 12 | 1 | - | - | - | - | - | - | - | - | - | - | -
HV260-1EBB-TS | HV260, 1Mtr, 1 HP, Elec Htd, 208v,1ø,60Hz, 6kW, Galv,TS | 2395 | HV2 | FG | - | Electric Heated | 60 | 208 | - | 60 | TS | 1 | E | B | B | 6 | 1 | - | - | - | - | - | - | - | - | - | - | -
HV260-1ECB-TS | HV260, 1Mtr, 1 HP, Elec Htd, 230v,1ø,60Hz, 6kW, Galv,TS | 2395 | HV2 | FG | - | Electric Heated | 60 | 230 | - | 60 | TS | 1 | E | C | B | 6 | 1 | - | - | - | - | - | - | - | - | - | - | -
HV260-1EEH-TS | HV260, 1Mtr, 1 HP, Elec Htd, 208v,3ø,60Hz, 12kW, Galv,TS | 2395 | HV2 | FG | - | Electric Heated | 60 | - | 208 | 60 | TS | 1 | E | E | H | 12 | 1 | - | - | - | - | - | - | - | - | - | - | -
HV260-1EFH-TS | HV260, 1Mtr, 1 HP, Elec Htd, 230v,3ø,60Hz, 12kW, Galv,TS | 2395 | HV2 | FG | - | Electric Heated | 60 | - | 230 | 60 | TS | 1 | E | F | H | 12 | 1 | - | - | - | - | - | - | - | - | - | - | -
HV260-1EHH-TS | HV260, 1Mtr, 1 HP, Elec Htd, 460v,3ø,60Hz, 12kW, Galv,TS | 2395 | HV2 | FG | - | Electric Heated | 60 | - | 460 | 60 | TS | 1 | E | H | H | 12 | 1 | - | - | - | - | - | - | - | - | - | - | -
HV260-1EIH-TS | HV260, 1Mtr, 1 HP, Elec Htd, 575v,3ø,60Hz, 12kW, Galv,TS | 2395 | HV2 | FG | - | Electric Heated | 72 | - | 575 | 60 | TS | 1 | E | I | H | 12 | 1 | - | - | - | - | - | - | - | - | - | - | -
HV272-2EBH-TS | HV272, 2Mtr, 1 HP, Elec Htd, 208v,1ø,60Hz, 12kW, Galv,TS | 4455 | HV2 | FG | - | Electric Heated | 72 | 208 | - | 60 | TS | 1 | E | B | H | 12 | 2 | - | - | - | - | - | - | - | - | - | - | -
HV272-2ECH-TS | HV272, 2Mtr, 1 HP, Elec Htd, 230v,1ø,60Hz, 12kW, Galv,TS | 4455 | HV2 | FG | - | Electric Heated | 72 | 230 | - | 60 | TS | 1 | E | C | H | 12 | 2 | - | - | - | - | - | - | - | - | - | - | -
HV272-2EEN-TS | HV272, 2Mtr, 1 HP, Elec Htd, 208v,3ø,60Hz, 24kW, Galv,TS | 4455 | HV2 | FG | - | Electric Heated | 72 | - | 208 | 60 | TS | 1 | E | E | N | 24 | 2 | - | - | - | - | - | - | - | - | - | - | -
HV272-2EFN-TS | HV272, 2Mtr, 1 HP, Elec Htd, 230v,3ø,60Hz, 24kW, Galv,TS | 4455 | HV2 | FG | - | Electric Heated | 72 | - | 230 | 60 | TS | 1 | E | F | N | 24 | 2 | - | - | - | - | - | - | - | - | - | - | -
HV272-2EHN-TS | HV272, 2Mtr, 1 HP, Elec Htd, 460v,3ø,60Hz, 24kW, Galv,TS | 4455 | HV2 | FG | - | Electric Heated | 72 | - | 460 | 60 | TS | 1 | E | H | N | 24 | 2 | - | - | - | - | - | - | - | - | - | - | -
HV272-2EIN-TS | HV272, 2Mtr, 1 HP, Elec Htd, 575v,3ø,60Hz, 24kW, Galv,TS | 4455 | HV2 | FG | - | Electric Heated | 72 | - | 575 | 60 | TS | 1 | E | I | N | 24 | 2 | - | - | - | - | - | - | - | - | - | - | -
HV284-2EBH-TS | HV284, 2Mtr, 1 HP, Elec Htd, 208v,1ø,60Hz, 12kW, Galv,TS | 4525 | HV2 | FG | - | Electric Heated | 84 | 208 | - | 60 | TS | 1 | E | B | H | 12 | 2 | - | - | - | - | - | - | - | - | - | - | -
HV284-2ECH-TS | HV284, 2Mtr, 1 HP, Elec Htd, 230v,1ø,60Hz, 12kW, Galv,TS | 4525 | HV2 | FG | - | Electric Heated | 84 | 230 | - | 60 | TS | 1 | E | C | H | 12 | 2 | - | - | - | - | - | - | - | - | - | - | -
HV284-2EEN-TS | HV284, 2Mtr, 1 HP, Elec Htd, 208v,3ø,60Hz, 24kW, Galv,TS | 4525 | HV2 | FG | - | Electric Heated | 84 | - | 208 | 60 | TS | 1 | E | E | N | 24 | 2 | - | - | - | - | - | - | - | - | - | - | -
HV284-2EFN-TS | HV284, 2Mtr, 1 HP, Elec Htd, 230v,3ø,60Hz, 24kW, Galv,TS | 4525 | HV2 | FG | - | Electric Heated | 84 | - | 230 | 60 | TS | 1 | E | F | N | 24 | 2 | - | - | - | - | - | - | - | - | - | - | -
HV284-2EHN-TS | HV284, 2Mtr, 1 HP, Elec Htd, 460v,3ø,60Hz, 24kW, Galv,TS | 4525 | HV2 | FG | - | Electric Heated | 84 | - | 460 | 60 | TS | 1 | E | H | N | 24 | 2 | - | - | - | - | - | - | - | - | - | - | -
HV284-2EIN-TS | HV284, 2Mtr, 1 HP, Elec Htd, 575v,3ø,60Hz, 24kW, Galv,TS | 4525 | HV2 | FG | - | Electric Heated | 84 | - | 575 | 60 | TS | 1 | E | I | N | 24 | 2 | - | - | - | - | - | - | - | - | - | - | -
HV296-2EBH-TS | HV296, 2Mtr, 1 HP, Elec Htd, 208v,1ø,60Hz, 12kW, Galv,TS | 4580 | HV2 | FG | - | Electric Heated | 96 | 208 | - | 60 | TS | 1 | E | B | H | 12 | 2 | - | - | - | - | - | - | - | - | - | - | -
HV296-2ECH-TS | HV296, 2Mtr, 1 HP, Elec Htd, 230v,1ø,60Hz, 12kW, Galv,TS | 4580 | HV2 | FG | - | Electric Heated | 96 | 230 | - | 60 | TS | 1 | E | C | H | 12 | 2 | - | - | - | - | - | - | - | - | - | - | -
HV296-2EEN-TS | HV296, 2Mtr, 1 HP, Elec Htd, 208v,3ø,60Hz, 24kW, Galv,TS | 4580 | HV2 | FG | - | Electric Heated | 96 | - | 208 | 60 | TS | 1 | E | E | N | 24 | 2 | - | - | - | - | - | - | - | - | - | - | -
HV296-2EFN-TS | HV296, 2Mtr, 1 HP, Elec Htd, 230v,3ø,60Hz, 24kW, Galv,TS | 4580 | HV2 | FG | - | Electric Heated | 96 | - | 230 | 60 | TS | 1 | E | F | N | 24 | 2 | - | - | - | - | - | - | - | - | - | - | -
HV296-2EHN-TS | HV296, 2Mtr, 1 HP, Elec Htd, 460v,3ø,60Hz, 24kW, Galv,TS | 4580 | HV2 | FG | - | Electric Heated | 96 | - | 460 | 60 | TS | 1 | E | H | N | 24 | 2 | - | - | - | - | - | - | - | - | - | - | -
HV296-2EIN-TS | HV296, 2Mtr, 1 HP, Elec Htd, 575v,3ø,60Hz, 24kW, Galv,TS | 4580 | HV2 | FG | - | Electric Heated | 108 | - | 575 | 60 | TS | 1 | E | I | N | 24 | 2 | - | - | - | - | - | - | - | - | - | - | -
HV2108-3EHS-TS | HV2108, 3Mtr, 1 HP, Elec Htd, 460v,3ø,60Hz, 36kW, Galv,TS | 6105 | HV2 | FG | - | Electric Heated | 108 | - | 460 | 60 | TS | 1 | E | H | S | 36 | 3 | - | - | - | - | - | - | - | - | - | - | -
HV2108-3EIS-TS | HV2108, 3Mtr, 1 HP, Elec Htd, 575v,3ø,60Hz, 36kW, Galv,TS | 6105 | HV2 | FG | - | Electric Heated | 108 | - | 575 | 60 | TS | 1 | E | I | S | 36 | 3 | - | - | - | - | - | - | - | - | - | - | -
HV2120-2EBH-TS | HV2120, 2Mtr, 1 HP, Elec Htd, 208v,1ø,60Hz, 24kW, Galv,TS | 4680 | HV2 | FG | - | Electric Heated | 120 | 208 | - | 60 | TS | 1 | E | B | H | 12 | 2 | - | - | - | - | - | - | - | - | - | - | -
HV2120-2ECH-TS | HV2120, 2Mtr, 1 HP, Elec Htd, 230v,1ø,60Hz, 24kW, Galv,TS | 4680 | HV2 | FG | - | Electric Heated | 120 | 230 | - | 60 | TS | 1 | E | C | H | 12 | 2 | - | - | - | - | - | - | - | - | - | - | -
HV2120-2EEN-TS | HV2120, 2Mtr, 1 HP, Elec Htd, 208v,3ø,60Hz, 24kW, Galv,TS | 4680 | HV2 | FG | - | Electric Heated | 120 | - | 208 | 60 | TS | 1 | E | E | N | 24 | 2 | - | - | - | - | - | - | - | - | - | - | -
HV2120-2EFN-TS | HV2120, 2Mtr, 1 HP, Elec Htd, 230v,3ø,60Hz, 24kW, Galv,TS | 4680 | HV2 | FG | - | Electric Heated | 120 | - | 230 | 60 | TS | 1 | E | F | N | 24 | 2 | - | - | - | - | - | - | - | - | - | - | -
HV2120-2EHN-TS | HV2120, 2Mtr, 1 HP, Elec Htd, 460v,3ø,60Hz, 24kW, Galv,TS | 4680 | HV2 | FG | - | Electric Heated | 120 | - | 460 | 60 | TS | 1 | E | H | N | 24 | 2 | - | - | - | - | - | - | - | - | - | - | -
HV2120-2EIN-TS | HV2120, 2Mtr, 1 HP, Elec Htd, 575v,3ø,60Hz, 24kW, Galv,TS | 4680 | HV2 | FG | - | Electric Heated | 120 | - | 575 | 60 | TS | 1 | E | I | N | 24 | 2 | - | - | - | - | - | - | - | - | - | - | -
HV2120-3EHS-TS | HV2120, 3Mtr, 1 HP, Elec Htd, 460v,3ø,60Hz, 36kW, Galv,TS | 6170 | HV2 | FG | - | Electric Heated | 144 | - | 460 | 60 | TS | 1 | E | H | S | 36 | 3 | - | - | - | - | - | - | - | - | - | - | -
HV2120-3EIS-TS | HV2120, 3Mtr, 1 HP, Elec Htd, 575v,3ø,60Hz, 36kW, Galv,TS | 6170 | HV2 | FG | - | Electric Heated | 144 | - | 575 | 60 | TS | 1 | E | I | S | 36 | 3 | - | - | - | - | - | - | - | - | - | - | -
HV2144-3EHS-TS | HV2144, 3Mtr, 1 HP, Elec Htd, 460v,3ø,60Hz, 36kW, Galv,TS | 6290 | HV2 | FG | - | Electric Heated | 144 | - | 460 | 60 | TS | 1 | E | H | S | 36 | 3 | - | - | - | - | - | - | - | - | - | - | -
HV2144-3EIS-TS | HV2144, 3Mtr, 1 HP, Elec Htd, 575v,3ø,60Hz, 36kW, Galv,TS | 6290 | HV2 | FG | - | Electric Heated | 144 | - | 575 | 60 | TS | 1 | E | I | S | 36 | 3 | - | - | - | - | - | - | - | - | - | - | -
HV2 HW-S
HV248-1XA-TS | HV248, 1Mtr, 1 HP, HW Htd, 2 Row, 115v,1ø,60Hz, Galv, TS | 3530 | HV2 | FG | - | Hot Water | 48 | 115 | - | 60 | TS | 1 | X | A | - | 96 | 1 | - | - | - | - | - | - | - | - | - | - | -
HV248-1XD-TS | HV248, 1Mtr, 1 HP, HW Htd, 2 Row, 208/230v,1ø,60Hz, Galv, TS | 3530 | HV2 | FG | - | Hot Water | 48 | 208/230 | - | 60 | TS | 1 | X | D | - | 96 | 1 | - | - | - | - | - | - | - | - | - | - | -
HV248-1XG-TS | HV248, 1Mtr, 1 HP, HW Htd, 2 Row, 208/230v,3ø,60Hz, Galv, TS | 3685 | HV2 | FG | - | Hot Water | 48 | - | 208/230 | 60 | TS | 1 | X | G | - | 96 | 1 | - | - | - | - | - | - | - | - | - | - | -
HV248-1XH-TS | HV248, 1Mtr, 1 HP, HW Htd, 2 Row, 460v,3ø,60Hz, Galv, TS | 3685 | HV2 | FG | - | Hot Water | 48 | - | 460 | 60 | TS | 1 | X | H | - | 96 | 1 | - | - | - | - | - | - | - | - | - | - | -
HV248-1XI-TS | HV248, 1Mtr, 1 HP, HW Htd, 2 Row, 575v,3ø,60Hz, Galv, TS | 3710 | HV2 | FG | - | Hot Water | 48 | - | 575 | 60 | TS | 1 | X | I | - | 96 | 1 | - | - | - | - | - | - | - | - | - | - | -
HV248-1XU-TS | HV248, 1Mtr, 1 HP, HW Htd, 2 Row, 220v,1ø,50Hz, Galv, TS | 3555 | HV2 | FG | - | Hot Water | 48 | 220 | - | 50 | TS | 1 | X | U | - | 96 | 1 | - | - | - | - | - | - | - | - | - | - | -
HV248-1XW-TS | HV248, 1Mtr, 1 HP, HW Htd, 2 Row, 380/415v,3ø,50Hz, Galv, TS | 3710 | HV2 | FG | - | Hot Water | 48 | - | 380/415 | 50 | TS | 1 | X | W | - | 96 | 1 | - | - | - | - | - | - | - | - | - | - | -
HV248-1YA-TS | HV248, 1Mtr, 1 HP, S Htd, 1 Row, 115v,1ø,60Hz, Galv, TS | 2690 | HV2 | FG | - | Steam | 48 | 115 | - | 60 | TS | 1 | Y | A | - | 91 | 1 | - | - | - | - | - | - | - | - | - | - | -
HV248-1YD-TS | HV248, 1Mtr, 1 HP, S Htd, 1 Row, 208/230v,1ø,60Hz, Galv, TS | 2690 | HV2 | FG | - | Steam | 48 | 208/230 | - | 60 | TS | 1 | Y | D | - | 91 | 1 | - | - | - | - | - | - | - | - | - | - | -
HV248-1YG-TS | HV248, 1Mtr, 1 HP, S Htd, 1 Row, 208/230v,3ø,60Hz, Galv, TS | 2850 | HV2 | FG | - | Steam | 48 | - | 208/230 | 60 | TS | 1 | Y | G | - | 91 | 1 | - | - | - | - | - | - | - | - | - | - | -
HV248-1YH-TS | HV248, 1Mtr, 1 HP, S Htd, 1 Row, 460v,3ø,60Hz, Galv, TS | 2850 | HV2 | FG | - | Steam | 48 | - | 460 | 60 | TS | 1 | Y | H | - | 91 | 1 | - | - | - | - | - | - | - | - | - | - | -
HV248-1YI-TS | HV248, 1Mtr, 1 HP, S Htd, 1 Row,575v,3ø,60Hz, Galv, TS | 2875 | HV2 | FG | - | Steam | 48 | - | 575 | 60 | TS | 1 | Y | I | - | 91 | 1 | - | - | - | - | - | - | - | - | - | - | -
HV248-1YU-TS | HV248, 1Mtr, 1 HP, S Htd, 1 Row,220v,1ø,50Hz, Galv, TS | 2715 | HV2 | FG | - | Steam | 48 | 220 | - | 50 | TS | 1 | Y | U | - | 91 | 1 | - | - | - | - | - | - | - | - | - | - | -
HV248-1YW-TS | HV248, 1Mtr, 1 HP, S Htd, 1 Row,380/415v,3ø,50Hz, Galv, TS | 2875 | HV2 | FG | - | Steam | 48 | - | 380/415 | 50 | TS | 1 | Y | W | - | 91 | 1 | - | - | - | - | - | - | - | - | - | - | -
HV260-1XA-TS | HV260, 1Mtr, 1 HP, HW Htd, 2 Row, 115v,1ø,60Hz, Galv, TS | 3740 | HV2 | FG | - | Hot Water | 60 | 115 | - | 60 | TS | 1 | X | A | - | 115 | 1 | - | - | - | - | - | - | - | - | - | - | -
HV260-1XD-TS | HV260, 1Mtr, 1 HP, HW Htd, 2 Row, 208/230v,1ø,60Hz, Galv, TS | 3740 | HV2 | FG | - | Hot Water | 60 | 208/230 | - | 60 | TS | 1 | X | D | - | 115 | 1 | - | - | - | - | - | - | - | - | - | - | -
HV260-1XG-TS | HV260, 1Mtr, 1 HP, HW Htd, 2 Row, 208/230v,3ø,60Hz, Galv, TS | 3900 | HV2 | FG | - | Hot Water | 60 | - | 208/230 | 60 | TS | 1 | X | G | - | 115 | 1 | - | - | - | - | - | - | - | - | - | - | -
HV260-1XH-TS | HV260, 1Mtr, 1 HP, HW Htd, 2 Row, 460v,3ø,60Hz, Galv, TS | 3900 | HV2 | FG | - | Hot Water | 60 | - | 460 | 60 | TS | 1 | X | H | - | 115 | 1 | - | - | - | - | - | - | - | - | - | - | -
HV260-1XI-TS | HV260, 1Mtr, 1 HP, HW Htd, 2 Row, 575v,3ø,60Hz, Galv, TS | 3925 | HV2 | FG | - | Hot Water | 60 | - | 575 | 60 | TS | 1 | X | I | - | 115 | 1 | - | - | - | - | - | - | - | - | - | - | -
HV260-1XU-TS | HV260, 1Mtr, 1 HP, HW Htd, 2 Row, 220v,1ø,50Hz, Galv, TS | 3765 | HV2 | FG | - | Hot Water | 60 | 220 | - | 50 | TS | 1 | X | U | - | 115 | 1 | - | - | - | - | - | - | - | - | - | - | -
HV260-1XW-TS | HV260, 1Mtr, 1 HP, HW Htd, 2 Row, 380/415v,3ø,50Hz, Galv, TS | 3925 | HV2 | FG | - | Hot Water | 60 | - | 380/415 | 50 | TS | 1 | X | W | - | 115 | 1 | - | - | - | - | - | - | - | - | - | - | -
HV260-1YA-TS | HV260, 1Mtr, 1 HP, S Htd, 1 Row, 115v,1ø,60Hz, Galv, TS | 2815 | HV2 | FG | - | Steam | 60 | 115 | - | 60 | TS | 1 | Y | A | - | 112 | 1 | - | - | - | - | - | - | - | - | - | - | -
HV260-1YD-TS | HV260, 1Mtr, 1 HP, S Htd, 1 Row, 208/230v,1ø,60Hz, Galv, TS | 2815 | HV2 | FG | - | Steam | 60 | 208/230 | - | 60 | TS | 1 | Y | D | - | 112 | 1 | - | - | - | - | - | - | - | - | - | - | -
HV260-1YG-TS | HV260, 1Mtr, 1 HP, S Htd, 1 Row, 208/230v,3ø,60Hz, Galv, TS | 2975 | HV2 | FG | - | Steam | 60 | - | 208/230 | 60 | TS | 1 | Y | G | - | 112 | 1 | - | - | - | - | - | - | - | - | - | - | -
HV260-1YH-TS | HV260, 1Mtr, 1 HP, S Htd, 1 Row, 460v,3ø,60Hz, Galv, TS | 2975 | HV2 | FG | - | Steam | 60 | - | 460 | 60 | TS | 1 | Y | H | - | 112 | 1 | - | - | - | - | - | - | - | - | - | - | -
HV260-1YI-TS | HV260, 1Mtr, 1 HP, S Htd, 1 Row,575v,3ø,60Hz, Galv, TS | 3000 | HV2 | FG | - | Steam | 60 | - | 575 | 60 | TS | 1 | Y | I | - | 112 | 1 | - | - | - | - | - | - | - | - | - | - | -
HV260-1YU-TS | HV260, 1Mtr, 1 HP, S Htd, 1 Row,220v,1ø,50Hz, Galv, TS | 2840 | HV2 | FG | - | Steam | 60 | 220 | - | 50 | TS | 1 | Y | U | - | 112 | 1 | - | - | - | - | - | - | - | - | - | - | -
HV260-1YW-TS | HV260, 1Mtr, 1 HP, S Htd, 1 Row,380/415v,3ø,50Hz, Galv, TS | 3000 | HV2 | FG | - | Steam | 60 | - | 380/415 | 50 | TS | 1 | Y | W | - | 112 | 1 | - | - | - | - | - | - | - | - | - | - | -
HV272-2XA-TS | HV272, 2Mtr, 1 HP, HW Htd, 2 Row, 115v,1ø,60Hz, Galv, TS | 5345 | HV2 | FG | - | Hot Water | 72 | 115 | - | 60 | TS | 1 | X | A | - | 154 | 2 | - | - | - | - | - | - | - | - | - | - | -
HV272-2XD-TS | HV272, 2Mtr, 1 HP, HW Htd, 2 Row, 208/230v,1ø,60Hz, Galv, TS | 5345 | HV2 | FG | - | Hot Water | 72 | 208/230 | - | 60 | TS | 1 | X | D | - | 154 | 2 | - | - | - | - | - | - | - | - | - | - | -
HV272-2XG-TS | HV272, 2Mtr, 1 HP, HW Htd, 2 Row, 208/230v,3ø,60Hz, Galv, TS | 5660 | HV2 | FG | - | Hot Water | 72 | - | 208/230 | 60 | TS | 1 | X | G | - | 154 | 2 | - | - | - | - | - | - | - | - | - | - | -
HV272-2XH-TS | HV272, 2Mtr, 1 HP, HW Htd, 2 Row, 460v,3ø,60Hz, Galv, TS | 5660 | HV2 | FG | - | Hot Water | 72 | - | 460 | 60 | TS | 1 | X | H | - | 154 | 2 | - | - | - | - | - | - | - | - | - | - | -
HV272-2XI-TS | HV272, 2Mtr, 1 HP, HW Htd, 2 Row, 575v,3ø,60Hz, Galv, TS | 5710 | HV2 | FG | - | Hot Water | 72 | - | 575 | 60 | TS | 1 | X | I | - | 154 | 2 | - | - | - | - | - | - | - | - | - | - | -
HV272-2XU-TS | HV272, 2Mtr, 1 HP, HW Htd, 2 Row, 220v,1ø,50Hz, Galv, TS | 5395 | HV2 | FG | - | Hot Water | 72 | 220 | - | 50 | TS | 1 | X | U | - | 154 | 2 | - | - | - | - | - | - | - | - | - | - | -
HV272-2XW-TS | HV272, 2Mtr, 1 HP, HW Htd, 2 Row, 380/415v,3ø,50Hz, Galv, TS | 5710 | HV2 | FG | - | Hot Water | 72 | - | 380/415 | 50 | TS | 1 | X | W | - | 154 | 2 | - | - | - | - | - | - | - | - | - | - | -
HV272-2YA-TS | HV272, 2Mtr, 1 HP, S Htd, 1 Row, 115v,1ø,60Hz, Galv, TS | 4250 | HV2 | FG | - | Steam | 72 | 115 | - | 60 | TS | 1 | Y | A | - | 143 | 2 | - | - | - | - | - | - | - | - | - | - | -
HV272-2YD-TS | HV272, 2Mtr, 1 HP, S Htd, 1 Row, 208/230v,1ø,60Hz, Galv, TS | 4250 | HV2 | FG | - | Steam | 72 | 208/230 | - | 60 | TS | 1 | Y | D | - | 143 | 2 | - | - | - | - | - | - | - | - | - | - | -
HV272-2YG-TS | HV272, 2Mtr, 1 HP, S Htd, 1 Row, 208/230v,3ø,60Hz, Galv, TS | 4565 | HV2 | FG | - | Steam | 72 | - | 208/230 | 60 | TS | 1 | Y | G | - | 143 | 2 | - | - | - | - | - | - | - | - | - | - | -
HV272-2YH-TS | HV272, 2Mtr, 1 HP, S Htd, 1 Row, 460v,3ø,60Hz, Galv, TS | 4565 | HV2 | FG | - | Steam | 72 | - | 460 | 60 | TS | 1 | Y | H | - | 143 | 2 | - | - | - | - | - | - | - | - | - | - | -
HV272-2YI-TS | HV272, 2Mtr, 1 HP, S Htd, 1 Row,575v,3ø,60Hz, Galv, TS | 4615 | HV2 | FG | - | Steam | 72 | - | 575 | 60 | TS | 1 | Y | I | - | 143 | 2 | - | - | - | - | - | - | - | - | - | - | -
HV272-2YU-TS | HV272, 2Mtr, 1 HP, S Htd, 1 Row,220v,1ø,50Hz, Galv, TS | 4300 | HV2 | FG | - | Steam | 72 | 220 | - | 50 | TS | 1 | Y | U | - | 143 | 2 | - | - | - | - | - | - | - | - | - | - | -
HV272-2YW-TS | HV272, 2Mtr, 1 HP, S Htd, 1 Row,380/415v,3ø,50Hz, Galv, TS | 4615 | HV2 | FG | - | Steam | 72 | - | 380/415 | 50 | TS | 1 | Y | W | - | 143 | 2 | - | - | - | - | - | - | - | - | - | - | -
HV284-2XA-TS | HV284, 2Mtr, 1 HP, HW Htd, 2 Row, 115v,1ø,60Hz, Galv, TS | 5425 | HV2 | FG | - | Hot Water | 84 | 115 | - | 60 | TS | 1 | X | A | - | 175 | 2 | - | - | - | - | - | - | - | - | - | - | -
HV284-2XD-TS | HV284, 2Mtr, 1 HP, HW Htd, 2 Row, 208/230v,1ø,60Hz, Galv, TS | 5425 | HV2 | FG | - | Hot Water | 84 | 208/230 | - | 60 | TS | 1 | X | D | - | 175 | 2 | - | - | - | - | - | - | - | - | - | - | -
HV284-2XG-TS | HV284, 2Mtr, 1 HP, HW Htd, 2 Row, 208/230v,3ø,60Hz, Galv, TS | 5740 | HV2 | FG | - | Hot Water | 84 | - | 208/230 | 60 | TS | 1 | X | G | - | 175 | 2 | - | - | - | - | - | - | - | - | - | - | -
HV284-2XH-TS | HV284, 2Mtr, 1 HP, HW Htd, 2 Row, 460v,3ø,60Hz, Galv, TS | 5740 | HV2 | FG | - | Hot Water | 84 | - | 460 | 60 | TS | 1 | X | H | - | 175 | 2 | - | - | - | - | - | - | - | - | - | - | -
HV284-2XI-TS | HV284, 2Mtr, 1 HP, HW Htd, 2 Row, 575v,3ø,60Hz, Galv, TS | 5790 | HV2 | FG | - | Hot Water | 84 | - | 575 | 60 | TS | 1 | X | I | - | 175 | 2 | - | - | - | - | - | - | - | - | - | - | -
HV284-2XU-TS | HV284, 2Mtr, 1 HP, HW Htd, 2 Row, 220v,1ø,50Hz, Galv, TS | 5475 | HV2 | FG | - | Hot Water | 84 | 220 | - | 50 | TS | 1 | X | U | - | 175 | 2 | - | - | - | - | - | - | - | - | - | - | -
HV284-2XW-TS | HV284, 2Mtr, 1 HP, HW Htd, 2 Row, 380/415v,3ø,50Hz, Galv, TS | 5790 | HV2 | FG | - | Hot Water | 84 | - | 380/415 | 50 | TS | 1 | X | W | - | 175 | 2 | - | - | - | - | - | - | - | - | - | - | -
HV284-2YA-TS | HV284, 2Mtr, 1 HP, S Htd, 1 Row, 115v,1ø,60Hz, Galv, TS | 4330 | HV2 | FG | - | Steam | 84 | 115 | - | 60 | TS | 1 | Y | A | - | 178 | 2 | - | - | - | - | - | - | - | - | - | - | -
HV284-2YD-TS | HV284, 2Mtr, 1 HP, S Htd, 1 Row, 208/230v,1ø,60Hz, Galv, TS | 4330 | HV2 | FG | - | Steam | 84 | 208/230 | - | 60 | TS | 1 | Y | D | - | 178 | 2 | - | - | - | - | - | - | - | - | - | - | -
HV284-2YG-TS | HV284, 2Mtr, 1 HP, S Htd, 1 Row, 208/230v,3ø,60Hz, Galv, TS | 4645 | HV2 | FG | - | Steam | 84 | - | 208/230 | 60 | TS | 1 | Y | G | - | 178 | 2 | - | - | - | - | - | - | - | - | - | - | -
HV284-2YH-TS | HV284, 2Mtr, 1 HP, S Htd, 1 Row, 460v,3ø,60Hz, Galv, TS | 4645 | HV2 | FG | - | Steam | 84 | - | 460 | 60 | TS | 1 | Y | H | - | 178 | 2 | - | - | - | - | - | - | - | - | - | - | -
HV284-2XI-TS | HV284, 2Mtr, 1 HP, S Htd, 1 Row, 575v,3ø,60Hz, Galv, TS | 4695 | HV2 | FG | - | Steam | 84 | - | 575 | 60 | TS | 1 | Y | I | - | 178 | 2 | - | - | - | - | - | - | - | - | - | - | -
HV284-2XU-TS | HV284, 2Mtr, 1 HP, S Htd, 1 Row, 220v,1ø,50Hz, Galv, TS | 4380 | HV2 | FG | - | Steam | 84 | 220 | - | 50 | TS | 1 | Y | U | - | 178 | 2 | - | - | - | - | - | - | - | - | - | - | -
HV284-2XW-TS | HV284, 2Mtr, 1 HP, S Htd, 1 Row, 380/415v,3ø,50Hz, Galv, TS | 4695 | HV2 | FG | - | Steam | 84 | - | 380/415 | 50 | TS | 1 | Y | W | - | 178 | 2 | - | - | - | - | - | - | - | - | - | - | -
HV296-2XA-TS | HV296, 2Mtr, 1 HP, HW Htd, 2 Row, 115v,1ø,60Hz, Galv, TS | 5785 | HV2 | FG | - | Hot Water | 96 | 115 | - | 60 | TS | 1 | X | A | - | 194 | 2 | - | - | - | - | - | - | - | - | - | - | -
HV296-2XD-TS | HV296, 2Mtr, 1 HP, HW Htd, 2 Row, 208/230v,1ø,60Hz, Galv, TS | 5785 | HV2 | FG | - | Hot Water | 96 | 208/230 | - | 60 | TS | 1 | X | D | - | 194 | 2 | - | - | - | - | - | - | - | - | - | - | -
HV296-2XG-TS | HV296, 2Mtr, 1 HP, HW Htd, 2 Row, 208/230v,3ø,60Hz, Galv, TS | 6095 | HV2 | FG | - | Hot Water | 96 | - | 208/230 | 60 | TS | 1 | X | G | - | 194 | 2 | - | - | - | - | - | - | - | - | - | - | -
HV296-2XH-TS | HV296, 2Mtr, 1 HP, HW Htd, 2 Row, 460v,3ø,60Hz, Galv, TS | 6095 | HV2 | FG | - | Hot Water | 96 | - | 460 | 60 | TS | 1 | X | H | - | 194 | 2 | - | - | - | - | - | - | - | - | - | - | -
HV296-2XI-TS | HV296, 2Mtr, 1 HP, HW Htd, 2 Row, 575v,3ø,60Hz, Galv, TS | 6145 | HV2 | FG | - | Hot Water | 96 | - | 575 | 60 | TS | 1 | X | I | - | 194 | 2 | - | - | - | - | - | - | - | - | - | - | -
HV296-2XU-TS | HV296, 2Mtr, 1 HP, HW Htd, 2 Row, 220v,1ø,50Hz, Galv, TS | 5835 | HV2 | FG | - | Hot Water | 96 | 220 | - | 50 | TS | 1 | X | U | - | 194 | 2 | - | - | - | - | - | - | - | - | - | - | -
HV296-2XW-TS | HV296, 2Mtr, 1 HP, HW Htd, 2 Row, 380/415v,3ø,50Hz, Galv, TS | 6145 | HV2 | FG | - | Hot Water | 96 | - | 380/415 | 50 | TS | 1 | X | W | - | 194 | 2 | - | - | - | - | - | - | - | - | - | - | -
HV296-2YA-TS | HV296, 2Mtr, 1 HP, S Htd, 1 Row, 115v,1ø,60Hz, Galv, TS | 4560 | HV2 | FG | - | Steam | 96 | 115 | - | 60 | TS | 1 | Y | A | - | 198 | 2 | - | - | - | - | - | - | - | - | - | - | -
HV296-2YD-TS | HV296, 2Mtr, 1 HP, S Htd, 1 Row, 208/230v,1ø,60Hz, Galv, TS | 4560 | HV2 | FG | - | Steam | 96 | 208/230 | - | 60 | TS | 1 | Y | D | - | 198 | 2 | - | - | - | - | - | - | - | - | - | - | -
HV296-2YG-TS | HV296, 2Mtr, 1 HP, S Htd, 1 Row, 208/230v,3ø,60Hz, Galv, TS | 4875 | HV2 | FG | - | Steam | 96 | - | 208/230 | 60 | TS | 1 | Y | G | - | 198 | 2 | - | - | - | - | - | - | - | - | - | - | -
HV296-2YH-TS | HV296, 2Mtr, 1 HP, S Htd, 1 Row, 460v,3ø,60Hz, Galv, TS | 4875 | HV2 | FG | - | Steam | 96 | - | 460 | 60 | TS | 1 | Y | H | - | 198 | 2 | - | - | - | - | - | - | - | - | - | - | -
HV296-2XI-TS | HV296, 2Mtr, 1 HP, S Htd, 1 Row, 575v,3ø,60Hz, Galv, TS | 4925 | HV2 | FG | - | Steam | 96 | - | 575 | 60 | TS | 1 | Y | I | - | 198 | 2 | - | - | - | - | - | - | - | - | - | - | -
HV296-2XU-TS | HV296, 2Mtr, 1 HP, S Htd, 1 Row, 220v,1ø,50Hz, Galv, TS | 4610 | HV2 | FG | - | Steam | 96 | 220 | - | 50 | TS | 1 | Y | U | - | 198 | 2 | - | - | - | - | - | - | - | - | - | - | -
HV296-2XW-TS | HV296, 2Mtr, 1 HP, S Htd, 1 Row, 380/415v,3ø,50Hz, Galv, TS | 4925 | HV2 | FG | - | Steam | 96 | - | 380/415 | 50 | TS | 1 | Y | W | - | 198 | 2 | - | - | - | - | - | - | - | - | - | - | -
HV2108-3XA-TS | HV2108, 3Mtr, 1 HP, HW Htd, 2 Row, 115v,1ø,60Hz, Galv, TS | 6490 | HV2 | FG | - | Hot Water | 108 | 115 | - | 60 | TS | 1 | X | A | - | 219 | 3 | - | - | - | - | - | - | - | - | - | - | -
HV2108-3XD-TS | HV2108, 3Mtr, 1 HP, HW Htd, 2 Row, 208/230v,1ø,60Hz, Galv, TS | 6490 | HV2 | FG | - | Hot Water | 108 | 208/230 | - | 60 | TS | 1 | X | D | - | 219 | 3 | - | - | - | - | - | - | - | - | - | - | -
HV2108-3XG-TS | HV2108, 3Mtr, 1 HP, HW Htd, 2 Row, 208/230v,3ø,60Hz, Galv, TS | 6960 | HV2 | FG | - | Hot Water | 108 | - | 208/230 | 60 | TS | 1 | X | G | - | 219 | 3 | - | - | - | - | - | - | - | - | - | - | -
HV2108-3XH-TS | HV2108, 3Mtr, 1 HP, HW Htd, 2 Row, 460v,3ø,60Hz, Galv, TS | 6960 | HV2 | FG | - | Hot Water | 108 | - | 460 | 60 | TS | 1 | X | H | - | 219 | 3 | - | - | - | - | - | - | - | - | - | - | -
HV2108-3XI-TS | HV2108, 3Mtr, 1 HP, HW Htd, 2 Row, 575v,3ø,60Hz, Galv, TS | 7035 | HV2 | FG | - | Hot Water | 108 | - | 575 | 60 | TS | 1 | X | I | - | 219 | 3 | - | - | - | - | - | - | - | - | - | - | -
HV2108-3XU-TS | HV2108, 3Mtr, 1 HP, HW Htd, 2 Row, 220v,1ø,50Hz, Galv, TS | 6565 | HV2 | FG | - | Hot Water | 108 | 220 | - | 50 | TS | 1 | X | U | - | 219 | 3 | - | - | - | - | - | - | - | - | - | - | -
HV2108-3XW-TS | HV2108, 3Mtr, 1 HP, HW Htd, 2 Row, 380/415v,3ø,50Hz, Galv, TS | 7035 | HV2 | FG | - | Hot Water | 108 | - | 380/415 | 50 | TS | 1 | X | W | - | 219 | 3 | - | - | - | - | - | - | - | - | - | - | -
HV2108-3YA-TS | HV2108, 3Mtr, 1 HP, S Htd, 1 Row, 115v,1ø,60Hz, Galv, TS | 4825 | HV2 | FG | - | Steam | 108 | 115 | - | 60 | TS | 1 | Y | A | - | 221 | 3 | - | - | - | - | - | - | - | - | - | - | -
HV2108-3YD-TS | HV2108, 3Mtr, 1 HP, S Htd, 1 Row, 208/230v,1ø,60Hz, Galv, TS | 4825 | HV2 | FG | - | Steam | 108 | 208/230 | - | 60 | TS | 1 | Y | D | - | 221 | 3 | - | - | - | - | - | - | - | - | - | - | -
HV2108-3YG-TS | HV2108, 3Mtr, 1 HP, S Htd, 1 Row, 208/230v,3ø,60Hz, Galv, TS | 5295 | HV2 | FG | - | Steam | 108 | - | 208/230 | 60 | TS | 1 | Y | G | - | 221 | 3 | - | - | - | - | - | - | - | - | - | - | -
HV2108-3YH-TS | HV2108, 3Mtr, 1 HP, S Htd, 1 Row, 460v,3ø,60Hz, Galv, TS | 5295 | HV2 | FG | - | Steam | 108 | - | 460 | 60 | TS | 1 | Y | H | - | 221 | 3 | - | - | - | - | - | - | - | - | - | - | -
HV2108-3XI-TS | HV2108, 3Mtr, 1 HP, S Htd, 1 Row, 575v,3ø,60Hz, Galv, TS | 5370 | HV2 | FG | - | Steam | 108 | - | 575 | 60 | TS | 1 | Y | I | - | 221 | 3 | - | - | - | - | - | - | - | - | - | - | -
HV2108-3XU-TS | HV2108, 3Mtr, 1 HP, S Htd, 1 Row, 220v,1ø,50Hz, Galv, TS | 4900 | HV2 | FG | - | Steam | 108 | 220 | - | 50 | TS | 1 | Y | U | - | 221 | 3 | - | - | - | - | - | - | - | - | - | - | -
HV2108-3XW-TS | HV2108, 3Mtr, 1 HP, S Htd, 1 Row, 380/415v,3ø,50Hz, Galv, TS | 5370 | HV2 | FG | - | Steam | 108 | - | 380/415 | 50 | TS | 1 | Y | W | - | 221 | 3 | - | - | - | - | - | - | - | - | - | - | -
HV2120-2XA-TS | HV2120, 2Mtr, 1 HP, HW Htd, 2 Row, 115v,1ø,60Hz, Galv, TS | 6300 | HV2 | FG | - | Hot Water | 120 | 115 | - | 60 | TS | 1 | X | A | - | 230 | 2 | - | - | - | - | - | - | - | - | - | - | -
HV2120-2XD-TS | HV2120, 2Mtr, 1 HP, HW Htd, 2 Row, 208/230v,1ø,60Hz, Galv, TS | 6300 | HV2 | FG | - | Hot Water | 120 | 208/230 | - | 60 | TS | 1 | X | D | - | 230 | 2 | - | - | - | - | - | - | - | - | - | - | -
HV2120-2XG-TS | HV2120, 2Mtr, 1 HP, HW Htd, 2 Row, 208/230v,3ø,60Hz, Galv, TS | 6615 | HV2 | FG | - | Hot Water | 120 | - | 208/230 | 60 | TS | 1 | X | G | - | 230 | 2 | - | - | - | - | - | - | - | - | - | - | -
HV2120-2XH-TS | HV2120, 2Mtr, 1 HP, HW Htd, 2 Row, 460v,3ø,60Hz, Galv, TS | 6615 | HV2 | FG | - | Hot Water | 120 | - | 460 | 60 | TS | 1 | X | H | - | 230 | 2 | - | - | - | - | - | - | - | - | - | - | -
HV2120-2XI-TS | HV2120, 2Mtr, 1 HP, HW Htd, 2 Row, 575v,3ø,60Hz, Galv, TS | 6665 | HV2 | FG | - | Hot Water | 120 | - | 575 | 60 | TS | 1 | X | I | - | 230 | 2 | - | - | - | - | - | - | - | - | - | - | -
HV2120-2XU-TS | HV2120, 2Mtr, 1 HP, HW Htd, 2 Row, 220v,1ø,50Hz, Galv, TS | 6350 | HV2 | FG | - | Hot Water | 120 | 220 | - | 50 | TS | 1 | X | U | - | 230 | 2 | - | - | - | - | - | - | - | - | - | - | -
HV2120-2XW-TS | HV2120, 2Mtr, 1 HP, HW Htd, 2 Row, 380/415v,3ø,50Hz, Galv, TS | 6665 | HV2 | FG | - | Hot Water | 120 | - | 380/415 | 50 | TS | 1 | X | W | - | 230 | 2 | - | - | - | - | - | - | - | - | - | - | -
HV2120-2YA-TS | HV2120, 2Mtr, 1 HP, S Htd, 1 Row, 115v,1ø,60Hz, Galv, TS | 4915 | HV2 | FG | - | Steam | 120 | 115 | - | 60 | TS | 1 | Y | A | - | 237 | 2 | - | - | - | - | - | - | - | - | - | - | -
HV2120-2YD-TS | HV2120, 2Mtr, 1 HP, S Htd, 1 Row, 208/230v,1ø,60Hz, Galv, TS | 4915 | HV2 | FG | - | Steam | 120 | 208/230 | - | 60 | TS | 1 | Y | D | - | 237 | 2 | - | - | - | - | - | - | - | - | - | - | -
HV2120-2YG-TS | HV2120, 2Mtr, 1 HP, S Htd, 1 Row, 208/230v,3ø,60Hz, Galv, TS | 5230 | HV2 | FG | - | Steam | 120 | - | 208/230 | 60 | TS | 1 | Y | G | - | 237 | 2 | - | - | - | - | - | - | - | - | - | - | -
HV2120-2YH-TS | HV2120, 2Mtr, 1 HP, S Htd, 1 Row, 460v,3ø,60Hz, Galv, TS | 5230 | HV2 | FG | - | Steam | 120 | - | 460 | 60 | TS | 1 | Y | H | - | 237 | 2 | - | - | - | - | - | - | - | - | - | - | -
HV2120-2XI-TS | HV2120, 2Mtr, 1 HP, S Htd, 1 Row, 575v,3ø,60Hz, Galv, TS | 5280 | HV2 | FG | - | Steam | 120 | - | 575 | 60 | TS | 1 | Y | I | - | 237 | 2 | - | - | - | - | - | - | - | - | - | - | -
HV2120-2XU-TS | HV2120, 2Mtr, 1 HP, S Htd, 1 Row, 220v,1ø,50Hz, Galv, TS | 4965 | HV2 | FG | - | Steam | 120 | 220 | - | 50 | TS | 1 | Y | U | - | 237 | 2 | - | - | - | - | - | - | - | - | - | - | -
HV2120-2XW-TS | HV2120, 2Mtr, 1 HP, S Htd, 1 Row, 380/415v,3ø,50Hz, Galv, TS | 5280 | HV2 | FG | - | Steam | 120 | - | 380/415 | 50 | TS | 1 | Y | W | - | 237 | 2 | - | - | - | - | - | - | - | - | - | - | -
HV2120-3XA-TS | HV2120, 3Mtr, 1 HP, HW Htd, 2 Row, 115v,1ø,60Hz, Galv, TS | 6845 | HV2 | FG | - | Hot Water | 120 | 115 | - | 60 | TS | 1 | X | A | - | 249 | 3 | - | - | - | - | - | - | - | - | - | - | -
HV2120-3XD-TS | HV2120, 3Mtr, 1 HP, HW Htd, 2 Row, 208/230v,1ø,60Hz, Galv, TS | 6845 | HV2 | FG | - | Hot Water | 120 | 208/230 | - | 60 | TS | 1 | X | D | - | 249 | 3 | - | - | - | - | - | - | - | - | - | - | -
HV2120-3XG-TS | HV2120, 3Mtr, 1 HP, HW Htd, 2 Row, 208/230v,3ø,60Hz, Galv, TS | 7315 | HV2 | FG | - | Hot Water | 120 | - | 208/230 | 60 | TS | 1 | X | G | - | 249 | 3 | - | - | - | - | - | - | - | - | - | - | -
HV2120-3XH-TS | HV2120, 3Mtr, 1 HP, HW Htd, 2 Row, 460v,3ø,60Hz, Galv, TS | 7315 | HV2 | FG | - | Hot Water | 120 | - | 460 | 60 | TS | 1 | X | H | - | 249 | 3 | - | - | - | - | - | - | - | - | - | - | -
HV2120-3XI-TS | HV2120, 3Mtr, 1 HP, HW Htd, 2 Row, 575v,3ø,60Hz, Galv, TS | 7390 | HV2 | FG | - | Hot Water | 120 | - | 575 | 60 | TS | 1 | X | I | - | 249 | 3 | - | - | - | - | - | - | - | - | - | - | -
HV2120-3XU-TS | HV2120, 3Mtr, 1 HP, HW Htd, 2 Row, 220v,1ø,50Hz, Galv, TS | 6920 | HV2 | FG | - | Hot Water | 120 | 220 | - | 50 | TS | 1 | X | U | - | 249 | 3 | - | - | - | - | - | - | - | - | - | - | -
HV2120-3XW-TS | HV2120, 3Mtr, 1 HP, HW Htd, 2 Row, 380/415v,3ø,50Hz, Galv, TS | 7390 | HV2 | FG | - | Hot Water | 120 | - | 380/415 | 50 | TS | 1 | X | W | - | 249 | 3 | - | - | - | - | - | - | - | - | - | - | -
HV2120-3YA-TS | HV2120, 3Mtr, 1 HP, S Htd, 1 Row, 115v,1ø,60Hz, Galv, TS | 5660 | HV2 | FG | - | Steam | 120 | 115 | - | 60 | TS | 1 | Y | A | - | 263 | 3 | - | - | - | - | - | - | - | - | - | - | -
HV2120-3YD-TS | HV2120, 3Mtr, 1 HP, S Htd, 1 Row, 208/230v,1ø,60Hz, Galv, TS | 5660 | HV2 | FG | - | Steam | 120 | 208/230 | - | 60 | TS | 1 | Y | D | - | 263 | 3 | - | - | - | - | - | - | - | - | - | - | -
HV2120-3YG-TS | HV2120, 3Mtr, 1 HP, S Htd, 1 Row, 208/230v,3ø,60Hz, Galv, TS | 6130 | HV2 | FG | - | Steam | 120 | - | 208/230 | 60 | TS | 1 | Y | G | - | 263 | 3 | - | - | - | - | - | - | - | - | - | - | -
HV2120-3YH-TS | HV2120, 3Mtr, 1 HP, S Htd, 1 Row, 460v,3ø,60Hz, Galv, TS | 6130 | HV2 | FG | - | Steam | 120 | - | 460 | 60 | TS | 1 | Y | H | - | 263 | 3 | - | - | - | - | - | - | - | - | - | - | -
HV2120-3XI-TS | HV2120, 3Mtr, 1 HP, S Htd, 1 Row, 575v,3ø,60Hz, Galv, TS | 6205 | HV2 | FG | - | Steam | 120 | - | 575 | 60 | TS | 1 | Y | I | - | 263 | 3 | - | - | - | - | - | - | - | - | - | - | -
HV2120-3XU-TS | HV2120, 3Mtr, 1 HP, S Htd, 1 Row, 220v,1ø,50Hz, Galv, TS | 5735 | HV2 | FG | - | Steam | 120 | 220 | - | 50 | TS | 1 | Y | U | - | 263 | 3 | - | - | - | - | - | - | - | - | - | - | -
HV2120-3XW-TS | HV2120, 3Mtr, 1 HP, S Htd, 1 Row, 380/415v,3ø,50Hz, Galv, TS | 6205 | HV2 | FG | - | Steam | 120 | - | 380/415 | 50 | TS | 1 | Y | W | - | 263 | 3 | - | - | - | - | - | - | - | - | - | - | -
HV2144-3XA-TS | HV2144, 3Mtr, 1 HP, HW Htd, 2 Row, 115v,1ø,60Hz, Galv, TS | 7415 | HV2 | FG | - | Hot Water | 144 | 115 | - | 60 | TS | 1 | X | A | - | 275 | 3 | - | - | - | - | - | - | - | - | - | - | -
HV2144-3XD-TS | HV2144, 3Mtr, 1 HP, HW Htd, 2 Row, 208/230v,1ø,60Hz, Galv, TS | 7415 | HV2 | FG | - | Hot Water | 144 | 208/230 | - | 60 | TS | 1 | X | D | - | 275 | 3 | - | - | - | - | - | - | - | - | - | - | -
HV2144-3XG-TS | HV2144, 3Mtr, 1 HP, HW Htd, 2 Row, 208/230v,3ø,60Hz, Galv, TS | 7885 | HV2 | FG | - | Hot Water | 144 | - | 208/230 | 60 | TS | 1 | X | G | - | 275 | 3 | - | - | - | - | - | - | - | - | - | - | -
HV2144-3XH-TS | HV2144, 3Mtr, 1 HP, HW Htd, 2 Row, 460v,3ø,60Hz, Galv, TS | 7885 | HV2 | FG | - | Hot Water | 144 | - | 460 | 60 | TS | 1 | X | H | - | 275 | 3 | - | - | - | - | - | - | - | - | - | - | -
HV2144-3XI-TS | HV2144, 3Mtr, 1 HP, HW Htd, 2 Row, 575v,3ø,60Hz, Galv, TS | 7960 | HV2 | FG | - | Hot Water | 144 | - | 575 | 60 | TS | 1 | X | I | - | 275 | 3 | - | - | - | - | - | - | - | - | - | - | -
HV2144-3XU-TS | HV2144, 3Mtr, 1 HP, HW Htd, 2 Row, 220v,1ø,50Hz, Galv, TS | 7490 | HV2 | FG | - | Hot Water | 144 | 220 | - | 50 | TS | 1 | X | U | - | 275 | 3 | - | - | - | - | - | - | - | - | - | - | -
HV2144-3XW-TS | HV2144, 3Mtr, 1 HP, HW Htd, 2 Row, 380/415v,3ø,50Hz, Galv, TS | 7960 | HV2 | FG | - | Hot Water | 144 | - | 380/415 | 50 | TS | 1 | X | W | - | 275 | 3 | - | - | - | - | - | - | - | - | - | - | -
HV2144-3YA-TS | HV2144, 3Mtr, 1 HP, S Htd, 1 Row, 115v,1ø,60Hz, Galv, TS | 6030 | HV2 | FG | - | Steam | 144 | 115 | - | 60 | TS | 1 | Y | A | - | 304 | 3 | - | - | - | - | - | - | - | - | - | - | -
HV2144-3YD-TS | HV2144, 3Mtr, 1 HP, S Htd, 1 Row, 208/230v,1ø,60Hz, Galv, TS | 6030 | HV2 | FG | - | Steam | 144 | 208/230 | - | 60 | TS | 1 | Y | D | - | 304 | 3 | - | - | - | - | - | - | - | - | - | - | -
HV2144-3YG-TS | HV2144, 3Mtr, 1 HP, S Htd, 1 Row, 208/230v,3ø,60Hz, Galv, TS | 6500 | HV2 | FG | - | Steam | 144 | - | 208/230 | 60 | TS | 1 | Y | G | - | 304 | 3 | - | - | - | - | - | - | - | - | - | - | -
HV2144-3YH-TS | HV2144, 3Mtr, 1 HP, S Htd, 1 Row, 460v,3ø,60Hz, Galv, TS | 6500 | HV2 | FG | - | Steam | 144 | - | 460 | 60 | TS | 1 | Y | H | - | 304 | 3 | - | - | - | - | - | - | - | - | - | - | -
HV2144-3XI-TS | HV2144, 3Mtr, 1 HP, S Htd, 1 Row, 575v,3ø,60Hz, Galv, TS | 6575 | HV2 | FG | - | Steam | 144 | - | 575 | 60 | TS | 1 | Y | I | - | 304 | 3 | - | - | - | - | - | - | - | - | - | - | -
HV2144-3XU-TS | HV2144, 3Mtr, 1 HP, S Htd, 1 Row, 220v,1ø,50Hz, Galv, TS | 6105 | HV2 | FG | - | Steam | 144 | 220 | - | 50 | TS | 1 | Y | U | - | 304 | 3 | - | - | - | - | - | - | - | - | - | - | -
HV2144-3XW-TS | HV2144, 3Mtr, 1 HP, S Htd, 1 Row, 380/415v,3ø,50Hz, Galv, TS | 6575 | HV2 | FG | - | Steam | 144 | - | 380/415 | 50 | TS | 1 | Y | W | - | 304 | 3 | - | - | - | - | - | - | - | - | - | - | -
NH2 Unheated
NH236-1UA-TS | NH236, 1Mtr, 1 HP, Unhtd, 115v,1ø,60Hz, Galv, TS | 1205 | FG | NH2 | - | Unheated | 36 | 115 | - | 60 | TS | 1 | U | A | - | - | 1 | - | - | - | - | - | - | - | - | - | - | -
NH236-1UD-TS | NH236, 1Mtr, 1 HP, Unhtd, 208/230v,1ø,60Hz, Galv, TS | 1205 | FG | NH2 | - | Unheated | 36 | 208/230 | - | 60 | TS | 1 | U | D | - | - | 1 | - | - | - | - | - | - | - | - | - | - | -
NH236-1UG-TS | NH236, 1Mtr, 1 HP, Unhtd, 208/230v,3ø,60Hz, Galv,TS | 1275 | FG | NH2 | - | Unheated | 36 | - | 208/230 | 60 | TS | 1 | U | G | - | - | 1 | - | - | - | - | - | - | - | - | - | - | -
NH236-1UH-TS | NH236, 1Mtr, 1 HP, Unhtd, 460v,3ø,60Hz, Galv, TS | 1275 | FG | NH2 | - | Unheated | 36 | - | 460 | 60 | TS | 1 | U | H | - | - | 1 | - | - | - | - | - | - | - | - | - | - | -
NH236-1UI-TS | NH236, 1Mtr, 1 HP, Unhtd, 575v,3ø,60Hz, Galv, TS | 1300 | FG | NH2 | - | Unheated | 36 | - | 575 | 60 | TS | 1 | U | I | - | - | 1 | - | - | - | - | - | - | - | - | - | - | -
NH236-1UU-TS | NH236, 1Mtr, 1 HP, Unhtd, 220v,1ø,50Hz, Galv, TS | 1300 | FG | NH2 | - | Unheated | 36 | 220 | - | 50 | TS | 1 | U | U | - | - | 1 | - | - | - | - | - | - | - | - | - | - | -
NH236-1UW-TS | NH236, 1Mtr, 1 HP, Unhtd, 380/415v,3ø,50Hz, Galv, TS | 1300 | FG | NH2 | - | Unheated | 36 | - | 308/415 | 50 | TS | 1 | U | W | - | - | 1 | - | - | - | - | - | - | - | - | - | - | -
NH242-1UA-TS | NH242, 1Mtr, 1 HP, Unhtd, 115v,1ø,60Hz, Galv, TS | 1235 | FG | NH2 | - | Unheated | 42 | 115 | - | 60 | TS | 1 | U | A | - | - | 1 | - | - | - | - | - | - | - | - | - | - | -
NH242-1UD-TS | NH242, 1Mtr, 1 HP, Unhtd, 208/230v,1ø,60Hz, Galv, TS | 1235 | FG | NH2 | - | Unheated | 42 | 208/230 | - | 60 | TS | 1 | U | D | - | - | 1 | - | - | - | - | - | - | - | - | - | - | -
NH242-1UG-TS | NH242, 1Mtr, 1 HP, Unhtd, 208/230v,3ø,60Hz, Galv, TS | 1390 | FG | NH2 | - | Unheated | 42 | - | 208/230 | 60 | TS | 1 | U | G | - | - | 1 | - | - | - | - | - | - | - | - | - | - | -
NH242-1UH-TS | NH242, 1Mtr, 1 HP, Unhtd, 460v,3ø,60Hz, Galv, TS | 1390 | FG | NH2 | - | Unheated | 42 | - | 460 | 60 | TS | 1 | U | H | - | - | 1 | - | - | - | - | - | - | - | - | - | - | -
NH242-1UI-TS | NH242, 1Mtr, 1 HP, Unhtd, 575v,3ø,60Hz, Galv, TS | 1415 | FG | NH2 | - | Unheated | 42 | - | 575 | 60 | TS | 1 | U | I | - | - | 1 | - | - | - | - | - | - | - | - | - | - | -
NH242-1UU-TS | NH242, 1Mtr, 1 HP, Unhtd, 220v,1ø,50Hz, Galv, TS | 1415 | FG | NH2 | - | Unheated | 42 | 220 | - | 50 | TS | 1 | U | U | - | - | 1 | - | - | - | - | - | - | - | - | - | - | -
NH242-1UW-TS | NH242, 1Mtr, 1 HP, Unhtd, 380/415v,3ø,50Hz, Galv, TS | 1415 | FG | NH2 | - | Unheated | 42 | - | 308/415 | 50 | TS | 1 | U | W | - | - | 1 | - | - | - | - | - | - | - | - | - | - | -
NH248-1UA-TS | NH248, 1Mtr, 1 HP, Unhtd, 115v,1ø,60Hz, Galv, TS | 1245 | FG | NH2 | - | Unheated | 48 | 115 | - | 60 | TS | 1 | U | A | - | - | 1 | - | - | - | - | - | - | - | - | - | - | -
NH248-1UD-TS | NH248, 1Mtr, 1 HP, Unhtd, 208/230v,1ø,60Hz, Galv, TS | 1245 | FG | NH2 | - | Unheated | 48 | 208/230 | - | 60 | TS | 1 | U | D | - | - | 1 | - | - | - | - | - | - | - | - | - | - | -
NH248-1UG-TS | NH248, 1Mtr, 1 HP, Unhtd, 208/230v,3ø,60Hz, Galv, TS | 1405 | FG | NH2 | - | Unheated | 48 | - | 208/230 | 60 | TS | 1 | U | G | - | - | 1 | - | - | - | - | - | - | - | - | - | - | -
NH248-1UH-TS | NH248, 1Mtr, 1 HP, Unhtd, 460v,3ø,60Hz, Galv, TS | 1405 | FG | NH2 | - | Unheated | 48 | - | 460 | 60 | TS | 1 | U | H | - | - | 1 | - | - | - | - | - | - | - | - | - | - | -
NH248-1UI-TS | NH248, 1Mtr, 1 HP, Unhtd, 575v,3ø,60Hz, Galv, TS | 1430 | FG | NH2 | - | Unheated | 48 | - | 575 | 60 | TS | 1 | U | I | - | - | 1 | - | - | - | - | - | - | - | - | - | - | -
NH248-1UU-TS | NH248, 1Mtr, 1 HP, Unhtd, 220v,1ø,50Hz, Galv, TS | 1430 | FG | NH2 | - | Unheated | 48 | 220 | - | 50 | TS | 1 | U | U | - | - | 1 | - | - | - | - | - | - | - | - | - | - | -
NH248-1UW-TS | NH248, 1Mtr, 1 HP, Unhtd, 380/415v,3ø,50Hz, Galv, TS | 1430 | FG | NH2 | - | Unheated | 48 | - | 308/415 | 50 | TS | 1 | U | W | - | - | 1 | - | - | - | - | - | - | - | - | - | - | -
NH260-1UA-TS | NH260, 1Mtr, 1 HP, Unhtd, 115v,1ø,60Hz, Galv, TS | 1270 | FG | NH2 | - | Unheated | 60 | 115 | - | 60 | TS | 1 | U | A | - | - | 1 | - | - | - | - | - | - | - | - | - | - | -
NH260-1UD-TS | NH260, 1Mtr, 1 HP, Unhtd, 208/230v,1ø,60Hz, Galv, TS | 1270 | FG | NH2 | - | Unheated | 60 | 208/230 | - | 60 | TS | 1 | U | D | - | - | 1 | - | - | - | - | - | - | - | - | - | - | -
NH260-1UG-TS | NH260, 1Mtr, 1 HP, Unhtd, 208/230v,3ø,60Hz, Galv, TS | 1430 | FG | NH2 | - | Unheated | 60 | - | 208/230 | 60 | TS | 1 | U | G | - | - | 1 | - | - | - | - | - | - | - | - | - | - | -
NH260-1UH-TS | NH260, 1Mtr, 1 HP, Unhtd, 460v,3ø,60Hz, Galv, TS | 1430 | FG | NH2 | - | Unheated | 60 | - | 460 | 60 | TS | 1 | U | H | - | - | 1 | - | - | - | - | - | - | - | - | - | - | -
NH260-1UI-TS | NH260, 1Mtr, 1 HP, Unhtd, 575v,3ø,60Hz, Galv, TS | 1455 | FG | NH2 | - | Unheated | 60 | - | 575 | 60 | TS | 1 | U | I | - | - | 1 | - | - | - | - | - | - | - | - | - | - | -
NH260-1UU-TS | NH260, 1Mtr, 1 HP, Unhtd, 220v,1ø,50Hz, Galv, TS | 1295 | FG | NH2 | - | Unheated | 60 | 220 | - | 50 | TS | 1 | U | U | - | - | 1 | - | - | - | - | - | - | - | - | - | - | -
NH260-1UW-TS | NH260, 1Mtr, 1 HP, Unhtd, 380/415v,3ø,50Hz, Galv, TS | 1455 | FG | NH2 | - | Unheated | 60 | - | 308/415 | 50 | TS | 1 | U | W | - | - | 1 | - | - | - | - | - | - | - | - | - | - | -
NH272-2UA-TS | NH272, 2Mtr, 1 HP, Unhtd, 115v,1ø,60Hz, Galv, TS | 2305 | FG | NH2 | - | Unheated | 72 | 115 | - | 60 | TS | 1 | U | A | - | - | 2 | - | - | - | - | - | - | - | - | - | - | -
NH272-2UD-TS | NH272, 2Mtr, 1 HP, Unhtd, 208/230v,1ø,60Hz, Galv, TS | 2305 | FG | NH2 | - | Unheated | 72 | 208/230 | - | 60 | TS | 1 | U | D | - | - | 2 | - | - | - | - | - | - | - | - | - | - | -
NH272-2UG-TS | NH272, 2Mtr, 1 HP, Unhtd, 208/230v,3ø,60Hz, Galv, TS | 2620 | FG | NH2 | - | Unheated | 72 | - | 208/230 | 60 | TS | 1 | U | G | - | - | 2 | - | - | - | - | - | - | - | - | - | - | -
NH272-2UH-TS | NH272, 2Mtr, 1 HP, Unhtd, 460v,3ø,60Hz, Galv, TS | 2620 | FG | NH2 | - | Unheated | 72 | - | 460 | 60 | TS | 1 | U | H | - | - | 2 | - | - | - | - | - | - | - | - | - | - | -
NH272-2UI-TS | NH272, 2Mtr, 1 HP, Unhtd, 575v,3ø,60Hz, Galv, TS | 2645 | FG | NH2 | - | Unheated | 72 | - | 575 | 60 | TS | 1 | U | I | - | - | 2 | - | - | - | - | - | - | - | - | - | - | -
NH272-2UU-TS | NH272, 2Mtr, 1 HP, Unhtd, 220v,1ø,50Hz, Galv, TS | 2645 | FG | NH2 | - | Unheated | 72 | 220 | - | 50 | TS | 1 | U | U | - | - | 2 | - | - | - | - | - | - | - | - | - | - | -
NH272-2UW-TS | NH272, 2Mtr, 1 HP, Unhtd, 380/415v,3ø,50Hz, Galv, TS | 2645 | FG | NH2 | - | Unheated | 72 | - | 308/415 | 50 | TS | 1 | U | W | - | - | 2 | - | - | - | - | - | - | - | - | - | - | -
NH284-2UA-TS | NH284, 2Mtr, 1 HP, Unhtd, 115v,1ø,60Hz, Galv, TS | 2455 | FG | NH2 | - | Unheated | 84 | 115 | - | 60 | TS | 1 | U | A | - | - | 2 | - | - | - | - | - | - | - | - | - | - | -
NH284-2UD-TS | NH284, 2Mtr, 1 HP, Unhtd, 208/230v,1ø,60Hz, Galv, TS | 2455 | FG | NH2 | - | Unheated | 84 | 208/230 | - | 60 | TS | 1 | U | D | - | - | 2 | - | - | - | - | - | - | - | - | - | - | -
NH284-2UG-TS | NH284, 2Mtr, 1 HP, Unhtd, 208/230v,3ø,60Hz, Galv, TS | 2770 | FG | NH2 | - | Unheated | 84 | - | 208/230 | 60 | TS | 1 | U | G | - | - | 2 | - | - | - | - | - | - | - | - | - | - | -
NH284-2UH-TS | NH284, 2Mtr, 1 HP, Unhtd, 460v,3ø,60Hz, Galv, TS | 2770 | FG | NH2 | - | Unheated | 84 | - | 460 | 60 | TS | 1 | U | H | - | - | 2 | - | - | - | - | - | - | - | - | - | - | -
NH284-2UI-TS | NH284, 2Mtr, 1 HP, Unhtd, 575v,3ø,60Hz, Galv, TS | 2795 | FG | NH2 | - | Unheated | 84 | - | 575 | 60 | TS | 1 | U | I | - | - | 2 | - | - | - | - | - | - | - | - | - | - | -
NH284-2UU-TS | NH284, 2Mtr, 1 HP, Unhtd, 220v,1ø,50Hz, Galv, TS | 2795 | FG | NH2 | - | Unheated | 84 | 220 | - | 50 | TS | 1 | U | U | - | - | 2 | - | - | - | - | - | - | - | - | - | - | -
NH284-2UW-TS | NH284, 2Mtr, 1 HP, Unhtd, 380/415v,3ø,50Hz, Galv, TS | 2795 | FG | NH2 | - | Unheated | 84 | - | 308/415 | 50 | TS | 1 | U | W | - | - | 2 | - | - | - | - | - | - | - | - | - | - | -
NH296-2UA-TS | NH296, 2Mtr, 1 HP, Unhtd, 115v,1ø,60Hz, Galv, TS | 2520 | FG | NH2 | - | Unheated | 96 | 115 | - | 60 | TS | 1 | U | A | - | - | 2 | - | - | - | - | - | - | - | - | - | - | -
NH296-2UD-TS | NH296, 2Mtr, 1 HP, Unhtd, 208/230v,1ø,60Hz, Galv, TS | 2520 | FG | NH2 | - | Unheated | 96 | 208/230 | - | 60 | TS | 1 | U | D | - | - | 2 | - | - | - | - | - | - | - | - | - | - | -
NH296-2UG-TS | NH296, 2Mtr, 1 HP, Unhtd, 208/230v,3ø,60Hz, Galv, TS | 2835 | FG | NH2 | - | Unheated | 96 | - | 208/230 | 60 | TS | 1 | U | G | - | - | 2 | - | - | - | - | - | - | - | - | - | - | -
NH296-2UH-TS | NH296, 2Mtr, 1 HP, Unhtd, 460v,3ø,60Hz, Galv, TS | 2835 | FG | NH2 | - | Unheated | 96 | - | 460 | 60 | TS | 1 | U | H | - | - | 2 | - | - | - | - | - | - | - | - | - | - | -
NH296-2UI-TS | NH296, 2Mtr, 1 HP, Unhtd, 575v,3ø,60Hz, Galv, TS | 2860 | FG | NH2 | - | Unheated | 96 | - | 575 | 60 | TS | 1 | U | I | - | - | 2 | - | - | - | - | - | - | - | - | - | - | -
NH296-2UU-TS | NH296, 2Mtr, 1 HP, Unhtd, 220v,1ø,50Hz, Galv, TS | 2860 | FG | NH2 | - | Unheated | 96 | 220 | - | 50 | TS | 1 | U | U | - | - | 2 | - | - | - | - | - | - | - | - | - | - | -
NH296-2UW-TS | NH296, 2Mtr, 1 HP, Unhtd, 380/415v,3ø,50Hz, Galv, TS | 2860 | FG | NH2 | - | Unheated | 96 | - | 308/415 | 50 | TS | 1 | U | W | - | - | 2 | - | - | - | - | - | - | - | - | - | - | -
NH2108-3UA-TS | NH2108, 3Mtr, 1 HP, Unhtd, 115v,1ø,60Hz, Galv, TS | 3045 | FG | NH2 | - | Unheated | 108 | 115 | - | 60 | TS | 1 | U | A | - | - | 3 | - | - | - | - | - | - | - | - | - | - | -
NH2108-3UD-TS | NH2108, 3Mtr, 1 HP, Unhtd, 208/230v,1ø,60Hz, Galv, TS | 3045 | FG | NH2 | - | Unheated | 108 | 208/230 | - | 60 | TS | 1 | U | D | - | - | 3 | - | - | - | - | - | - | - | - | - | - | -
NH2108-3UG-TS | NH2108, 3Mtr, 1 HP, Unhtd, 208/230v,3ø,60Hz, Galv, TS | 3520 | FG | NH2 | - | Unheated | 108 | - | 208/230 | 60 | TS | 1 | U | G | - | - | 3 | - | - | - | - | - | - | - | - | - | - | -
NH2108-3UH-TS | NH2108, 3Mtr, 1 HP, Unhtd, 460v,3ø,60Hz, Galv, TS | 3520 | FG | NH2 | - | Unheated | 108 | - | 460 | 60 | TS | 1 | U | H | - | - | 3 | - | - | - | - | - | - | - | - | - | - | -
NH2108-3UI-TS | NH2108, 3Mtr, 1 HP, Unhtd, 575v,3ø,60Hz, Galv, TS | 3595 | FG | NH2 | - | Unheated | 108 | - | 575 | 60 | TS | 1 | U | I | - | - | 3 | - | - | - | - | - | - | - | - | - | - | -
NH2108-3UU-TS | NH2108, 3Mtr, 1 HP, Unhtd, 220v,1ø,50Hz, Galv, TS | 3120 | FG | NH2 | - | Unheated | 108 | 220 | - | 50 | TS | 1 | U | U | - | - | 3 | - | - | - | - | - | - | - | - | - | - | -
NH2108-3UW-TS | NH2108, 3Mtr, 1 HP, Unhtd, 380/415v,3ø,50Hz, Galv, TS | 3595 | FG | NH2 | - | Unheated | 108 | - | 308/415 | 50 | TS | 1 | U | W | - | - | 3 | - | - | - | - | - | - | - | - | - | - | -
NH2120-2UA-TS | NH2120, 2Mtr, 1 HP, Unhtd, 115v,1ø,60Hz, Galv, TS | 2640 | FG | NH2 | - | Unheated | 120 | 115 | - | 60 | TS | 1 | U | A | - | - | 2 | - | - | - | - | - | - | - | - | - | - | -
NH2120-2UD-TS | NH2120, 2Mtr, 1 HP, Unhtd, 208/230v,1ø,60Hz, Galv, TS | 2640 | FG | NH2 | - | Unheated | 120 | 208/230 | - | 60 | TS | 1 | U | D | - | - | 2 | - | - | - | - | - | - | - | - | - | - | -
NH2120-2UG-TS | NH2120, 2Mtr, 1 HP, Unhtd, 208/230v,3ø,60Hz, Galv, TS | 2950 | FG | NH2 | - | Unheated | 120 | - | 208/230 | 60 | TS | 1 | U | G | - | - | 2 | - | - | - | - | - | - | - | - | - | - | -
NH2120-2UH-TS | NH2120, 2Mtr, 1 HP, Unhtd, 460v,3ø,60Hz, Galv, TS | 2950 | FG | NH2 | - | Unheated | 120 | - | 460 | 60 | TS | 1 | U | H | - | - | 2 | - | - | - | - | - | - | - | - | - | - | -
NH2120-2UI-TS | NH2120, 2Mtr, 1 HP, Unhtd, 575v,3ø,60Hz, Galv, TS | 3005 | FG | NH2 | - | Unheated | 120 | - | 575 | 60 | TS | 1 | U | I | - | - | 2 | - | - | - | - | - | - | - | - | - | - | -
NH2120-2UU-TS | NH2120, 2Mtr, 1 HP, Unhtd, 220v,1ø,50Hz, Galv, TS | 2690 | FG | NH2 | - | Unheated | 120 | 220 | - | 50 | TS | 1 | U | U | - | - | 2 | - | - | - | - | - | - | - | - | - | - | -
NH2120-2UW-TS | NH2120, 2Mtr, 1 HP, Unhtd, 380/415v,3ø,50Hz, Galv, TS | 3005 | FG | NH2 | - | Unheated | 120 | - | 308/415 | 50 | TS | 1 | U | W | - | - | 2 | - | - | - | - | - | - | - | - | - | - | -
NH2120-3UA-TS | NH2120, 3Mtr, 1 HP, Unhtd, 115v,1ø,60Hz, Galv, TS | 3100 | FG | NH2 | - | Unheated | 120 | 115 | - | 60 | TS | 1 | U | A | - | - | 3 | - | - | - | - | - | - | - | - | - | - | -
NH2120-3UD-TS | NH2120, 3Mtr, 1 HP, Unhtd, 208/230v,1ø,60Hz, Galv, TS | 3100 | FG | NH2 | - | Unheated | 120 | 208/230 | - | 60 | TS | 1 | U | D | - | - | 3 | - | - | - | - | - | - | - | - | - | - | -
NH2120-3UG-TS | NH2120, 3Mtr, 1 HP, Unhtd, 208/230v,3ø,60Hz, Galv, TS | 3575 | FG | NH2 | - | Unheated | 120 | - | 208/230 | 60 | TS | 1 | U | G | - | - | 3 | - | - | - | - | - | - | - | - | - | - | -
NH2120-3UH-TS | NH2120, 3Mtr, 1 HP, Unhtd, 460v,3ø,60Hz, Galv, TS | 3575 | FG | NH2 | - | Unheated | 120 | - | 460 | 60 | TS | 1 | U | H | - | - | 3 | - | - | - | - | - | - | - | - | - | - | -
NH2120-3UI-TS | NH2120, 3Mtr, 1 HP, Unhtd, 575v,3ø,60Hz, Galv, TS | 3600 | FG | NH2 | - | Unheated | 120 | - | 575 | 60 | TS | 1 | U | I | - | - | 3 | - | - | - | - | - | - | - | - | - | - | -
NH2120-3UU-TS | NH2120, 3Mtr, 1 HP, Unhtd, 220v,1ø,50Hz, Galv, TS | 3600 | FG | NH2 | - | Unheated | 120 | 220 | - | 50 | TS | 1 | U | U | - | - | 3 | - | - | - | - | - | - | - | - | - | - | -
NH2120-3UW-TS | NH2120, 3Mtr, 1 HP, Unhtd, 380/415v,3ø,50Hz, Galv, TS | 3600 | FG | NH2 | - | Unheated | 120 | - | 308/415 | 50 | TS | 1 | U | W | - | - | 3 | - | - | - | - | - | - | - | - | - | - | -
PH12 Unheated
PH1242-1UA-PW | PH1242, 1Mtr, 1 HP, Unhtd, 115v,1ø,60HZ, Alum, PW | 1755 | PH12 | FG | - | Unheated | 42 | 115 | - | 60 | PW | 1 | U | A | - | - | 1 | - | - | - | - | - | - | - | - | - | - | -
PH1242-1UD-PW | PH1242, 1Mtr, 1 HP, Unhtd, 208/230v,1ø,60HZ, Alum, PW | 1755 | PH12 | FG | - | Unheated | 42 | 208/230 | - | 60 | PW | 1 | U | D | - | - | 1 | - | - | - | - | - | - | - | - | - | - | -
PH1242-1UG-PW | PH1242, 1Mtr, 1 HP, Unhtd, 208/230v,3ø,60HZ, Alum, PW | 1905 | PH12 | FG | - | Unheated | 42 | - | 208/230 | 60 | PW | 1 | U | G | - | - | 1 | - | - | - | - | - | - | - | - | - | - | -
PH1242-1UH-PW | PH1242, 1Mtr, 1 HP, Unhtd, 460v,3ø,60HZ, Alum, PW | 1905 | PH12 | FG | - | Unheated | 42 | - | 460 | 60 | PW | 1 | U | H | - | - | 1 | - | - | - | - | - | - | - | - | - | - | -
PH1242-1UI-PW | PH1242, 1Mtr, 1 HP, Unhtd, 575v,3ø,60HZ, Alum, PW | 1930 | PH12 | FG | - | Unheated | 42 | - | 575 | 60 | PW | 1 | U | I | - | - | 1 | - | - | - | - | - | - | - | - | - | - | -
PH1242-1UW-PW | PH1242, 1Mtr, 1 HP, Unhtd, 380/415v,3ø,50HZ, Alum, PW | 1930 | PH12 | FG | - | Unheated | 42 | - | 380/415 | 50 | PW | 1 | U | W | - | - | 1 | - | - | - | - | - | - | - | - | - | - | -
PH1248-1UA-PW | PH1248, 1Mtr, 1 HP, Unhtd, 115v,1ø,60HZ, Alum, PW | 1840 | PH12 | FG | - | Unheated | 48 | 115 | - | 60 | PW | 1 | U | A | - | - | 1 | - | - | - | - | - | - | - | - | - | - | -
PH1248-1UD-PW | PH1248, 1Mtr, 1 HP, Unhtd, 208/230v,1ø,60HZ, Alum, PW | 1840 | PH12 | FG | - | Unheated | 48 | 208/230 | - | 60 | PW | 1 | U | D | - | - | 1 | - | - | - | - | - | - | - | - | - | - | -
PH1248-1UG-PW | PH1248, 1Mtr, 1 HP, Unhtd, 208/230v,3ø,60HZ, Alum, PW | 1990 | PH12 | FG | - | Unheated | 48 | - | 208/230 | 60 | PW | 1 | U | G | - | - | 1 | - | - | - | - | - | - | - | - | - | - | -
PH1248-1UH-PW | PH1248, 1Mtr, 1 HP, Unhtd, 460v,3ø,60HZ, Alum, PW | 1990 | PH12 | FG | - | Unheated | 48 | - | 460 | 60 | PW | 1 | U | H | - | - | 1 | - | - | - | - | - | - | - | - | - | - | -
PH1248-1UI-PW | PH1248, 1Mtr, 1 HP, Unhtd, 575v,3ø,60HZ, Alum, PW | 2015 | PH12 | FG | - | Unheated | 48 | - | 575 | 60 | PW | 1 | U | I | - | - | 1 | - | - | - | - | - | - | - | - | - | - | -
PH1248-1UW-PW | PH1248, 1Mtr, 1 HP, Unhtd, 380/415v,3ø,50HZ, Alum, PW | 2015 | PH12 | FG | - | Unheated | 48 | - | 380/415 | 50 | PW | 1 | U | W | - | - | 1 | - | - | - | - | - | - | - | - | - | - | -
PH1260-1UA-PW | PH1260, 1Mtr, 1 HP, Unhtd, 115v,1ø,60HZ, Alum, PW | 1860 | PH12 | FG | - | Unheated | 60 | 115 | - | 60 | PW | 1 | U | A | - | - | 1 | - | - | - | - | - | - | - | - | - | - | -
PH1260-1UD-PW | PH1260, 1Mtr, 1 HP, Unhtd, 208/230v,1ø,60HZ, Alum, PW | 1860 | PH12 | FG | - | Unheated | 60 | 208/230 | - | 60 | PW | 1 | U | D | - | - | 1 | - | - | - | - | - | - | - | - | - | - | -
PH1260-1UG-PW | PH1260, 1Mtr, 1 HP, Unhtd, 208/230v,3ø,60HZ, Alum, PW | 2010 | PH12 | FG | - | Unheated | 60 | - | 208/230 | 60 | PW | 1 | U | G | - | - | 1 | - | - | - | - | - | - | - | - | - | - | -
PH1260-1UH-PW | PH1260, 1Mtr, 1 HP, Unhtd, 460v,3ø,60HZ, Alum, PW | 2010 | PH12 | FG | - | Unheated | 60 | - | 460 | 60 | PW | 1 | U | H | - | - | 1 | - | - | - | - | - | - | - | - | - | - | -
PH1260-1UI-PW | PH1260, 1Mtr, 1 HP, Unhtd, 575v,3ø,60HZ, Alum, PW | 2035 | PH12 | FG | - | Unheated | 60 | - | 575 | 60 | PW | 1 | U | I | - | - | 1 | - | - | - | - | - | - | - | - | - | - | -
PH1260-1UW-PW | PH1260, 1Mtr, 1 HP, Unhtd, 380/415v,3ø,50HZ, Alum, PW | 2035 | PH12 | FG | - | Unheated | 60 | - | 380/415 | 50 | PW | 1 | U | W | - | - | 1 | - | - | - | - | - | - | - | - | - | - | -
PH1272-2UA-PW | PH1272, 2Mtr, 1 HP Unhtd, 115v,1ø,60HZ, Alum, PW | 2805 | PH12 | FG | - | Unheated | 72 | 115 | - | 60 | PW | 1 | U | A | - | - | 2 | - | - | - | - | - | - | - | - | - | - | -
PH1272-2UD-PW | PH1272, 2Mtr, 1 HP, Unhtd, 208/230v,1ø,60HZ, Alum, PW | 2805 | PH12 | FG | - | Unheated | 72 | 208/230 | - | 60 | PW | 1 | U | D | - | - | 2 | - | - | - | - | - | - | - | - | - | - | -
PH1272-2UG-PW | PH1272, 2Mtr, 1 HP, Unhtd, 208/230v,3ø,60HZ, Alum, PW | 3105 | PH12 | FG | - | Unheated | 72 | - | 208/230 | 60 | PW | 1 | U | G | - | - | 2 | - | - | - | - | - | - | - | - | - | - | -
PH1272-2UH-PW | PH1272, 2Mtr, 1 HP, Unhtd, 460v,3ø,60HZ, Alum, PW | 3105 | PH12 | FG | - | Unheated | 72 | - | 460 | 60 | PW | 1 | U | H | - | - | 2 | - | - | - | - | - | - | - | - | - | - | -
PH1272-2UI-PW | PH1272, 2Mtr, 1 HP, Unhtd, 575v,3ø,60HZ, Alum, PW | 3155 | PH12 | FG | - | Unheated | 72 | - | 575 | 60 | PW | 1 | U | I | - | - | 2 | - | - | - | - | - | - | - | - | - | - | -
PH1272-2UW-PW | PH1272, 2Mtr, 1 HP, Unhtd, 380/415v,3ø,50HZ, Alum, PW | 3155 | PH12 | FG | - | Unheated | 72 | - | 380/415 | 50 | PW | 1 | U | W | - | - | 2 | - | - | - | - | - | - | - | - | - | - | -
PH1284-2UA-PW | PH1284, 2Mtr, 1 HP, Unhtd, 115v,1ø,60HZ, Alum, PW | 3545 | PH12 | FG | - | Unheated | 84 | 115 | - | 60 | PW | 1 | U | A | - | - | 2 | - | - | - | - | - | - | - | - | - | - | -
PH1284-2UD-PW | PH1284, 2Mtr, 1 HP, Unhtd, 208/230v,1ø,60HZ, Alum, PW | 3545 | PH12 | FG | - | Unheated | 84 | 208/230 | - | 60 | PW | 1 | U | D | - | - | 2 | - | - | - | - | - | - | - | - | - | - | -
PH1284-2UG-PW | PH1284, 2Mtr, 1 HP, Unhtd, 208/230v,3ø,60HZ, Alum, PW | 3865 | PH12 | FG | - | Unheated | 84 | - | 208/230 | 60 | PW | 1 | U | G | - | - | 2 | - | - | - | - | - | - | - | - | - | - | -
PH1284-2UH-PW | PH1248, 2Mtr, 1 HP, Unhtd, 460v,3ø,60HZ, Alum, PW | 3865 | PH12 | FG | - | Unheated | 84 | - | 460 | 60 | PW | 1 | U | H | - | - | 2 | - | - | - | - | - | - | - | - | - | - | -
PH1284-2UI-PW | PH1248, 2Mtr, 1 HP, Unhtd, 575v,3ø,60HZ, Alum, PW | 3915 | PH12 | FG | - | Unheated | 84 | - | 575 | 60 | PW | 1 | U | I | - | - | 2 | - | - | - | - | - | - | - | - | - | - | -
PH1284-2UW-PW | PH1248, 2Mtr, 1 HP, Unhtd, 380/415v,3ø,50HZ, Alum, PW | 3915 | PH12 | FG | - | Unheated | 84 | - | 380/415 | 50 | PW | 1 | U | W | - | - | 2 | - | - | - | - | - | - | - | - | - | - | -
PH1296-2UA-PW | PH1296, 2Mtr, 1 HP, Unhtd, 115v,1ø,60HZ, Alum, PW | 3745 | PH12 | FG | - | Unheated | 96 | 115 | - | 60 | PW | 1 | U | A | - | - | 2 | - | - | - | - | - | - | - | - | - | - | -
PH1296-2UD-PW | PH1296, 2Mtr, 1 HP, Unhtd, 208/230v,1ø,60HZ, Alum, PW | 3745 | PH12 | FG | - | Unheated | 96 | 208/230 | - | 60 | PW | 1 | U | D | - | - | 2 | - | - | - | - | - | - | - | - | - | - | -
PH1296-2UG-PW | PH1296, 2Mtr, 1 HP, Unhtd, 208/230v,3ø,60HZ, Alum, PW | 4045 | PH12 | FG | - | Unheated | 96 | - | 208/230 | 60 | PW | 1 | U | G | - | - | 2 | - | - | - | - | - | - | - | - | - | - | -
PH1296-2UH-PW | PH1296, 2Mtr, 1 HP, Unhtd, 460v,3ø,60HZ, Alum, PW | 4045 | PH12 | FG | - | Unheated | 96 | - | 460 | 60 | PW | 1 | U | H | - | - | 2 | - | - | - | - | - | - | - | - | - | - | -
PH1296-2UI-PW | PH1296, 2Mtr, 1 HP, Unhtd, 575v,3ø,60HZ, Alum, PW | 4095 | PH12 | FG | - | Unheated | 96 | - | 575 | 60 | PW | 1 | U | I | - | - | 2 | - | - | - | - | - | - | - | - | - | - | -
PH1296-2UW-PW | PH1296, 2Mtr, 1 HP, Unhtd, 380/415v,3ø,50HZ, Alum, PW | 4095 | PH12 | FG | - | Unheated | 96 | - | 380/415 | 50 | PW | 1 | U | W | - | - | 2 | - | - | - | - | - | - | - | - | - | - | -
PH12120-2UA-PW | PH12120, 2Mtr, 1 HP, Unhtd, 115v,1ø,60HZ, Alum, PW | 4050 | PH12 | FG | - | Unheated | 120 | 115 | - | 60 | PW | 1 | U | A | - | - | 2 | - | - | - | - | - | - | - | - | - | - | -
PH12120-2UD-PW | PH12120, 2Mtr, 1 HP, Unhtd, 208/230v,1ø,60HZ, Alum, PW | 4050 | PH12 | FG | - | Unheated | 120 | 208/230 | - | 60 | PW | 1 | U | D | - | - | 2 | - | - | - | - | - | - | - | - | - | - | -
PH12120-2UG-PW | PH12120, 2Mtr, 1 HP, Unhtd, 208/230v,3ø,60HZ, Alum, PW | 4350 | PH12 | FG | - | Unheated | 120 | - | 208/230 | 60 | PW | 1 | U | G | - | - | 2 | - | - | - | - | - | - | - | - | - | - | -
PH12120-2UH-PW | PH12120, 2Mtr, 1 HP, Unhtd, 460v,3ø,60HZ, Alum, PW | 4350 | PH12 | FG | - | Unheated | 120 | - | 460 | 60 | PW | 1 | U | H | - | - | 2 | - | - | - | - | - | - | - | - | - | - | -
PH12120-2UI-PW | PH12120, 2Mtr, 1 HP, Unhtd, 575v,3ø,60HZ, Alum, PW | 4400 | PH12 | FG | - | Unheated | 120 | - | 575 | 60 | PW | 1 | U | I | - | - | 2 | - | - | - | - | - | - | - | - | - | - | -
PH12120-2UW-PW | PH12120, 2Mtr, 1 HP, Unhtd, 380/415v,3ø,50HZ, Alum, PW | 4400 | PH12 | FG | - | Unheated | 120 | - | 380/415 | 50 | PW | 1 | U | W | - | - | 2 | - | - | - | - | - | - | - | - | - | - | -
PH12144-4UA-PW | PH12144, 4Mtr, 1 HP, Unhtd, 115v,1ø,60HZ, Alum, PW | 5435 | PH12 | FG | - | Unheated | 144 | 115 | - | 60 | PW | 1 | U | A | - | - | 4 | - | - | - | - | - | - | - | - | - | - | -
PH12144-4UD-PW | PH12144, 4Mtr, 1 HP, Unhtd, 208/230v,1ø,60HZ, Alum, PW | 5435 | PH12 | FG | - | Unheated | 144 | 208/230 | - | 60 | PW | 1 | U | D | - | - | 4 | - | - | - | - | - | - | - | - | - | - | -
PH12144-4UG-PW | PH12144, 4Mtr, 1 HP, Unhtd, 208/230v,3ø,60HZ, Alum, PW | 6035 | PH12 | FG | - | Unheated | 144 | - | 208/230 | 60 | PW | 1 | U | G | - | - | 4 | - | - | - | - | - | - | - | - | - | - | -
PH12144-4UH-PW | PH12144, 4Mtr, 1 HP, Unhtd, 460v,3ø,60HZ, Alum, PW | 6035 | PH12 | FG | - | Unheated | 144 | - | 460 | 60 | PW | 1 | U | H | - | - | 4 | - | - | - | - | - | - | - | - | - | - | -
PH12144-4UI-PW | PH12144, 4Mtr, 1 HP, Unhtd, 575v,3ø,60HZ, Alum, PW | 6135 | PH12 | FG | - | Unheated | 144 | - | 575 | 60 | PW | 1 | U | I | - | - | 4 | - | - | - | - | - | - | - | - | - | - | -
PH12144-4UW-PW | PH12144, 4Mtr, 1 HP, Unhtd, 380/415v,3ø,50HZ, Alum, PW | 6135 | PH12 | FG | - | Unheated | 144 | - | 380/415 | 50 | PW | 1 | U | W | - | - | 4 | - | - | - | - | - | - | - | - | - | - | -
PH12 Electric
PH1248-1EBB-PW | PH1248, 1Mtr, 1 HP, Elec Htd, 208v,1ø,60Hz, 6kW, Galv,PW | 2735 | PH12 | FG | - | Electric | 48 | 208 | - | 60 | PW | 1 | E | B | B | 6 | 1 | - | - | - | - | - | - | - | - | - | - | -
PH1248-1ECB-PW | PH1248, 1Mtr, 1 HP, Elec Htd, 230v,1ø,60Hz, 6kW, Galv,PW | 2735 | PH12 | FG | - | Electric | 48 | 230 | - | 60 | PW | 1 | E | C | B | 6 | 1 | - | - | - | - | - | - | - | - | - | - | -
PH1248-1EEH-PW | PH1248, 1Mtr, 1 HP, Elec Htd, 208v,3ø,60Hz, 12kW, Galv,PW | 2735 | PH12 | FG | - | Electric | 48 | - | 208 | 60 | PW | 1 | E | E | H | 12 | 1 | - | - | - | - | - | - | - | - | - | - | -
PH1248-1EFH-PW | PH1248, 1Mtr, 1 HP, Elec Htd, 230v,3ø,60Hz, 12kW, Galv,PW | 2735 | PH12 | FG | - | Electric | 48 | - | 230 | 60 | PW | 1 | E | F | H | 12 | 1 | - | - | - | - | - | - | - | - | - | - | -
PH1248-1EHH-PW | PH1248, 1Mtr, 1 HP, Elec Htd, 460v,3ø,60Hz, 12kW, Galv,PW | 2735 | PH12 | FG | - | Electric | 48 | - | 460 | 60 | PW | 1 | E | H | H | 12 | 1 | - | - | - | - | - | - | - | - | - | - | -
PH1248-1EIH-PW | PH1248, 1Mtr, 1 HP, Elec Htd, 575v,3ø,60Hz, 12kW, Galv,PW | 2735 | PH12 | FG | - | Electric | 48 | - | 575 | 60 | PW | 1 | E | I | H | 12 | 1 | - | - | - | - | - | - | - | - | - | - | -
PH1260-1EBB-PW | PH1260, 1Mtr, 1 HP, Elec Htd, 208v,1ø,60Hz, 6kW, Galv,PW | 2815 | PH12 | FG | - | Electric | 60 | 208 | - | 60 | PW | 1 | E | B | B | 6 | 1 | - | - | - | - | - | - | - | - | - | - | -
PH1260-1ECB-PW | PH1260, 1Mtr, 1 HP, Elec Htd, 230v,1ø,60Hz, 6kW, Galv,PW | 2735 | PH12 | FG | - | Electric | 60 | 230 | - | 60 | PW | 1 | E | C | B | 6 | 1 | - | - | - | - | - | - | - | - | - | - | -
PH1260-1EEH-PW | PH1260, 1Mtr, 1 HP, Elec Htd, 208v,3ø,60Hz, 12kW, Galv,PW | 2815 | PH12 | FG | - | Electric | 60 | - | 208 | 60 | PW | 1 | E | E | H | 12 | 1 | - | - | - | - | - | - | - | - | - | - | -
PH1260-1EFH-PW | PH1260, 1Mtr, 1 HP, Elec Htd, 230v,3ø,60Hz, 12kW, Galv,PW | 2815 | PH12 | FG | - | Electric | 60 | - | 230 | 60 | PW | 1 | E | F | H | 12 | 1 | - | - | - | - | - | - | - | - | - | - | -
PH1260-1EHH-PW | PH1260, 1Mtr, 1 HP, Elec Htd, 460v,3ø,60Hz, 12kW, Galv,PW | 2815 | PH12 | FG | - | Electric | 60 | - | 460 | 60 | PW | 1 | E | H | H | 12 | 1 | - | - | - | - | - | - | - | - | - | - | -
PH1260-1EIH-PW | PH1260, 1Mtr, 1 HP, Elec Htd, 575v,3ø,60Hz, 12kW, Galv,PW | 2735 | PH12 | FG | - | Electric | 60 | - | 575 | 60 | PW | 1 | E | I | H | 12 | 1 | - | - | - | - | - | - | - | - | - | - | -
PH1272-2EBH-PW | PH1272, 2Mtr, 1 HP, Elec Htd, 208v,1ø,60Hz, 12kW, Galv,PW | 4255 | PH12 | FG | - | Electric | 72 | 208 | - | 60 | PW | 1 | E | B | H | 12 | 2 | - | - | - | - | - | - | - | - | - | - | -
PH1272-2ECH-PW | PH1272, 2Mtr, 1 HP, Elec Htd, 230v,1ø,60Hz, 12kW, Galv,PW | 4255 | PH12 | FG | - | Electric | 72 | 230 | - | 60 | PW | 1 | E | C | H | 12 | 2 | - | - | - | - | - | - | - | - | - | - | -
PH1272-2EEN-PW | PH1272, 2Mtr, 1 HP, Elec Htd, 208v,3ø,60Hz, 24kW, Galv,PW | 4255 | PH12 | FG | - | Electric | 72 | 230 | - | 60 | PW | 1 | E | E | N | 24 | 2 | - | - | - | - | - | - | - | - | - | - | -
PH1272-2EFN-PW | PH1272, 2Mtr, 1 HP, Elec Htd, 230v,3ø,60Hz, 24kW, Galv,PW | 4255 | PH12 | FG | - | Electric | 72 | - | 208 | 60 | PW | 1 | E | F | N | 24 | 2 | - | - | - | - | - | - | - | - | - | - | -
PH1272-2EHN-PW | PH1272, 2Mtr, 1 HP, Elec Htd, 460v,3ø,60Hz, 24kW, Galv,PW | 4255 | PH12 | FG | - | Electric | 72 | - | 460 | 60 | PW | 1 | E | H | N | 24 | 2 | - | - | - | - | - | - | - | - | - | - | -
PH1272-2EIN-PW | PH1272, 2Mtr, 1 HP, Elec Htd, 575v,3ø,60Hz, 24kW, Galv,PW | 2735 | PH12 | FG | - | Electric | 72 | - | 575 | 60 | PW | 1 | E | I | N | 24 | 2 | - | - | - | - | - | - | - | - | - | - | -
PH1284-2EBH-PW | PH1284, 2Mtr, 1 HP, Elec Htd, 208v,1ø,60Hz, 12kW, Galv,PW, | 5350 | PH12 | FG | - | Electric | 84 | 208 | - | 60 | PW | 1 | E | B | H | 12 | 2 | - | - | - | - | - | - | - | - | - | - | -
PH1284-2ECH-PW | PH1284, 2Mtr, 1 HP, Elec Htd, 230v,1ø,60Hz, 12kW, Galv,PW, | 5350 | PH12 | FG | - | Electric | 84 | 230 | - | 60 | PW | 1 | E | C | H | 12 | 2 | - | - | - | - | - | - | - | - | - | - | -
PH1284-2EEN-PW | PH1284, 2Mtr, 1 HP, Elec Htd, 208v,3ø,60Hz, 24kW, Galv,PW, | 5350 | PH12 | FG | - | Electric | 84 | - | 230 | 60 | PW | 1 | E | E | N | 24 | 2 | - | - | - | - | - | - | - | - | - | - | -
PH1284-2EFN-PW | PH1284, 2Mtr, 1 HP, Elec Htd, 230v,3ø,60Hz, 24kW, Galv,PW | 5350 | PH12 | FG | - | Electric | 84 | - | 208 | 60 | PW | 1 | E | F | N | 24 | 2 | - | - | - | - | - | - | - | - | - | - | -
PH1284-2EHN-PW | PH1284, 2Mtr, 1 HP, Elec Htd, 460v,3ø,60Hz, 24kW, Galv,PW | 5350 | PH12 | FG | - | Electric | 84 | - | 460 | 60 | PW | 1 | E | H | N | 24 | 2 | - | - | - | - | - | - | - | - | - | - | -
PH1284-2EIN-PW | PH1284, 2Mtr, 1 HP, Elec Htd, 575v,3ø,60Hz, 24kW, Galv,PW | 2735 | PH12 | FG | - | Electric | 84 | - | 575 | 60 | PW | 1 | E | I | N | 24 | 2 | - | - | - | - | - | - | - | - | - | - | -
PH1296-2EBH-PW | PH1296, 2Mtr, 1 HP, Elec Htd, 208v,1ø,60Hz, 12kW, Galv,PW | 5535 | PH12 | FG | - | Electric | 96 | 208 | - | 60 | PW | 1 | E | B | H | 12 | 2 | - | - | - | - | - | - | - | - | - | - | -
PH1296-2ECH-PW | PH1296, 2Mtr, 1 HP, Elec Htd, 230v,1ø,60Hz, 12kW, Galv,PW | 5535 | PH12 | FG | - | Electric | 96 | 230 | - | 60 | PW | 1 | E | C | H | 12 | 2 | - | - | - | - | - | - | - | - | - | - | -
PH1296-2EEN-PW | PH1296, 2Mtr, 1 HP, Elec Htd, 208v,3ø,60Hz, 24kW, Galv,PW | 5535 | PH12 | FG | - | Electric | 96 | - | 230 | 60 | PW | 1 | E | E | N | 24 | 2 | - | - | - | - | - | - | - | - | - | - | -
PH1296-2EFN-PW | PH1296, 2Mtr, 1 HP, Elec Htd, 230v,3ø,60Hz, 24kW, Galv,PW | 5535 | PH12 | FG | - | Electric | 96 | - | 208 | 60 | PW | 1 | E | F | N | 24 | 2 | - | - | - | - | - | - | - | - | - | - | -
PH1296-2EHN-PW | PH1296, 2Mtr, 1 HP, Elec Htd, 460v,3ø,60Hz, 24kW, Galv,PW | 5535 | PH12 | FG | - | Electric | 96 | - | 460 | 60 | PW | 1 | E | H | N | 24 | 2 | - | - | - | - | - | - | - | - | - | - | -
PH1296-2EIN-PW | PH1296, 2Mtr, 1 HP, Elec Htd, 575v,3ø,60Hz, 24kW, Galv,PW | 2735 | PH12 | FG | - | Electric | 96 | - | 575 | 60 | PW | 1 | E | I | N | 24 | 2 | - | - | - | - | - | - | - | - | - | - | -
PH12120-2EBH-PW | PH12120, 2Mtr, 1 HP, Elec Htd, 208v,1ø,60Hz, 12kW, Galv,PW | 5735 | PH12 | FG | - | Electric | 120 | 208 | - | 60 | PW | 1 | E | H | N | 24 | 2 | - | - | - | - | - | - | - | - | - | - | -
PH12120-2ECH-PW | PH12120, 2Mtr, 1 HP, Elec Htd, 230v,1ø,60Hz, 12kW, Galv,PW | 5735 | PH12 | FG | - | Electric | 120 | 230 | - | 60 | PW | 1 | E | I | N | 24 | 2 | - | - | - | - | - | - | - | - | - | - | -
PH12120-2EEN-PW | PH12120, 2Mtr, 1 HP, Elec Htd, 208v,3ø,60Hz, 24kW, Galv,PW | 5735 | PH12 | FG | - | Electric | 120 | - | 208 | 60 | PW | 1 | E | B | H | 12 | 2 | - | - | - | - | - | - | - | - | - | - | -
PH12120-2EFN-PW | PH12120, 2Mtr, 1 HP, Elec Htd, 230v,3ø,60Hz, 24kW, Galv,PW | 5735 | PH12 | FG | - | Electric | 120 | - | 230 | 60 | PW | 1 | E | C | H | 12 | 2 | - | - | - | - | - | - | - | - | - | - | -
PH12120-2EHN-PW | PH12120, 2Mtr, 1 HP, Elec Htd, 460v,3ø,60Hz, 24kW, Galv,PW | 5735 | PH12 | FG | - | Electric | 120 | - | 460 | 60 | PW | 1 | E | E | N | 24 | 2 | - | - | - | - | - | - | - | - | - | - | -
PH12120-2EIN-PW | PH12120, 2Mtr, 1 HP, Elec Htd, 575v,3ø,60Hz, 24kW, Galv,PW | 2735 | PH12 | FG | - | Electric | 120 | - | 575 | 60 | PW | 1 | E | F | N | 24 | 4 | - | - | - | - | - | - | - | - | - | - | -
PH12144-4EHT-PW | PH12144, 4Mtr, 1 HP, Elec Htd, 460v,3ø,60Hz, 48kW, Galv,PW | 8545 | PH12 | FG | - | Electric | 144 | - | 460 | 60 | PW | 1 | E | H | T | 48 | 4 | - | - | - | - | - | - | - | - | - | - | -
PH12144-4EIT-PW | PH12144, 4Mtr, 1 HP, Elec Htd, 575v,3ø,60Hz, 48kW, Galv,PW | 8545 | PH12 | FG | - | Electric | 144 | - | 575 | 60 | PW | 1 | E | I | T | 48 | 4 | - | - | - | - | - | - | - | - | - | - | -
PH12 HW-S
PH1248-1XA-PW | PH1248, 1Mtr, 1 HP, HW Htd, 2 Row, 115v,1ø,60Hz, Alum, PW | 4265 | PH12 | FG | - | Hot Water | 48 | 115 | - | 60 | PW | 1 | X | A | - | 95 | 1 | - | - | - | - | - | - | - | - | - | - | -
PH1248-1XD-PW | PH1248, 1Mtr, 1 HP, HW Htd, 2 Row, 208/230v,1ø,60Hz, Alum, PW | 4265 | PH12 | FG | - | Hot Water | 48 | 208/230 | - | 60 | PW | 1 | X | D | - | 95 | 1 | - | - | - | - | - | - | - | - | - | - | -
PH1248-1XG-PW | PH1248, 1Mtr, 1 HP, HW Htd, 2 Row, 208/230v,3ø,60Hz, Alum, PW | 4415 | PH12 | FG | - | Hot Water | 48 | - | 208/230 | 60 | PW | 1 | X | G | - | 95 | 1 | - | - | - | - | - | - | - | - | - | - | -
PH1248-1XH-PW | PH1248, 1Mtr, 1 HP, HW Htd, 2 Row, 460v,3ø,60Hz, Alum, PW | 4415 | PH12 | FG | - | Hot Water | 48 | - | 460 | 60 | PW | 1 | X | H | - | 95 | 1 | - | - | - | - | - | - | - | - | - | - | -
PH1248-1XI-PW | PH1248, 1Mtr, 1 HP, HW Htd, 2 Row, 575v,3ø,50HZ, Alum, PW | 4415 | PH12 | FG | - | Hot Water | 48 | - | 575 | 50 | PW | 1 | X | I | - | 95 | 1 | - | - | - | - | - | - | - | - | - | - | -
PH1248-1XU-PW | PH1248, 1Mtr, 1 HP, HW Htd, 2 Row, 220v,3ø,50HZ, Alum, PW | 4265 | PH12 | FG | - | Hot Water | 48 | 220 | - | 50 | PW | 1 | X | U | - | 95 | 1 | - | - | - | - | - | - | - | - | - | - | -
PH1248-1XW-PW | PH1248, 1Mtr, 1 HP, HW Htd, 2 Row, 380/415v,3ø,50HZ, Alum, PW | 4415 | PH12 | FG | - | Hot Water | 48 | - | 380/415 | 50 | PW | 1 | X | W | - | 95 | 1 | - | - | - | - | - | - | - | - | - | - | -
PH1248-1YA-PW | PH1248, 1Mtr, 1 HP, S Htd, 1 Row, 115v,1ø,60Hz, Alum, PW | 2965 | PH12 | FG | - | Steam | 48 | 115 | - | 60 | PW | 1 | Y | A | - | 92 | 1 | - | - | - | - | - | - | - | - | - | - | -
PH1248-1YD-PW | PH1248, 1Mtr, 1 HP, S Htd, 1 Row, 208/230v,1ø,50HZ, Alum, PW | 2965 | PH12 | FG | - | Steam | 48 | 208/230 | - | 50 | PW | 1 | Y | D | - | 92 | 1 | - | - | - | - | - | - | - | - | - | - | -
PH1248-1YG-PW | PH1248, 1Mtr, 1 HP, S Htd, 1 Row, 208/230v,3ø,60Hz, Alum, PW | 3115 | PH12 | FG | - | Steam | 48 | - | 208/230 | 60 | PW | 1 | Y | G | - | 92 | 1 | - | - | - | - | - | - | - | - | - | - | -
PH1248-1YH-PW | PH1248, 1Mtr, 1 HP, S Htd, 1 Row, 460v,3ø,60Hz, Alum, PW | 3115 | PH12 | FG | - | Steam | 48 | - | 460 | 60 | PW | 1 | Y | H | - | 92 | 1 | - | - | - | - | - | - | - | - | - | - | -
PH1248-1YI-PW | PH1248, 1Mtr, 1 HP, S Htd, 1 Row, 575v,3ø,50HZ, Alum, PW | 3115 | PH12 | FG | - | Steam | 48 | - | 575 | 50 | PW | 1 | Y | I | - | 92 | 1 | - | - | - | - | - | - | - | - | - | - | -
PH1248-1YU-PW | PH1248, 1Mtr, 1 HP, S Htd, 1 Row, 220v,3ø,50HZ, Alum, PW | 2965 | PH12 | FG | - | Steam | 48 | 220 | - | 50 | PW | 1 | Y | U | - | 92 | 1 | - | - | - | - | - | - | - | - | - | - | -
PH1248-1YW-PW | PH1248, 1Mtr, 1 HP, S Htd, 1 Row, 380/415v,3ø,50HZ, Alum, PW | 3115 | PH12 | FG | - | Steam | 48 | - | 380/415 | 50 | PW | 1 | Y | W | - | 92 | 1 | - | - | - | - | - | - | - | - | - | - | -
PH1260-1XA-PW | PH1260, 1Mtr, 1 HP, HW Htd, 2 Row, 115v,1ø,60Hz, Alum, PW | 4385 | PH12 | FG | - | Hot Water | 60 | 115 | - | 60 | PW | 1 | X | A | - | 109 | 1 | - | - | - | - | - | - | - | - | - | - | -
PH1260-1XD-PW | PH1260, 1Mtr, 1 HP, HW Htd, 2 Row, 208/230v,1ø,60Hz, Alum, PW | 4385 | PH12 | FG | - | Hot Water | 60 | 208/230 | - | 60 | PW | 1 | X | D | - | 109 | 1 | - | - | - | - | - | - | - | - | - | - | -
PH1260-1XG-PW | PH1260, 1Mtr, 1 HP, HW Htd, 2 Row, 208/230v,3ø,60Hz, Alum, PW | 4535 | PH12 | FG | - | Hot Water | 60 | - | 208/230 | 60 | PW | 1 | X | G | - | 109 | 1 | - | - | - | - | - | - | - | - | - | - | -
PH1260-1XH-PW | PH1260, 1Mtr, 1 HP, HW Htd, 2 Row, 460v,3ø,60Hz, Alum, PW | 4535 | PH12 | FG | - | Hot Water | 60 | - | 460 | 60 | PW | 1 | X | H | - | 109 | 1 | - | - | - | - | - | - | - | - | - | - | -
PH1260-1XI-PW | PH1260, 1Mtr, 1 HP, HW Htd, 2 Row, 575v,3ø,50HZ, Alum, PW | 4535 | PH12 | FG | - | Hot Water | 60 | - | 575 | 50 | PW | 1 | X | I | - | 109 | 1 | - | - | - | - | - | - | - | - | - | - | -
PH1260-1XU-PW | PH1260, 1Mtr, 1 HP, HW Htd, 2 Row, 220v,3ø,50HZ, Alum, PW | 4385 | PH12 | FG | - | Hot Water | 60 | 220 | - | 50 | PW | 1 | X | U | - | 109 | 1 | - | - | - | - | - | - | - | - | - | - | -
PH1260-1XW-PW | PH1260, 1Mtr, 1 HP, HW Htd, 2 Row, 380/415v,3ø,50HZ, Alum, PW | 4535 | PH12 | FG | - | Hot Water | 60 | - | 380/415 | 50 | PW | 1 | X | W | - | 109 | 1 | - | - | - | - | - | - | - | - | - | - | -
PH1260-1YA-PW | PH1260, 1Mtr, 1 HP, S Htd, 1 Row, 115v,1ø,60Hz, Alum, PW | 4390 | PH12 | FG | - | Steam | 60 | 115 | - | 60 | PW | 1 | Y | A | - | 108 | 1 | - | - | - | - | - | - | - | - | - | - | -
PH1260-1YD-PW | PH1260, 1Mtr, 1 HP, S Htd, 1 Row, 208/230v,1ø,50HZ, Alum, PW | 4390 | PH12 | FG | - | Steam | 60 | 208/230 | - | 50 | PW | 1 | Y | D | - | 108 | 1 | - | - | - | - | - | - | - | - | - | - | -
PH1260-1YG-PW | PH1260, 1Mtr, 1 HP, S Htd, 1 Row, 208/230v,3ø,60Hz, Alum, PW | 4540 | PH12 | FG | - | Steam | 60 | - | 208/230 | 60 | PW | 1 | Y | G | - | 108 | 1 | - | - | - | - | - | - | - | - | - | - | -
PH1260-1YH-PW | PH1260, 1Mtr, 1 HP, S Htd, 1 Row, 460v,3ø,60Hz, Alum, PW | 4540 | PH12 | FG | - | Steam | 60 | - | 460 | 60 | PW | 1 | Y | H | - | 108 | 1 | - | - | - | - | - | - | - | - | - | - | -
PH1260-1YI-PW | PH1260, 1Mtr, 1 HP, S Htd, 1 Row, 575v,3ø,50HZ, Alum, PW | 4540 | PH12 | FG | - | Steam | 60 | - | 575 | 50 | PW | 1 | Y | I | - | 108 | 1 | - | - | - | - | - | - | - | - | - | - | -
PH1260-1YU-PW | PH1260, 1Mtr, 1 HP, S Htd, 1 Row, 220v,3ø,50HZ, Alum, PW | 4390 | PH12 | FG | - | Steam | 60 | 220 | - | 50 | PW | 1 | Y | U | - | 108 | 1 | - | - | - | - | - | - | - | - | - | - | -
PH1260-1YW-PW | PH1260, 1Mtr, 1 HP, S Htd, 1 Row, 380/415v,3ø,50HZ, Alum, PW | 4540 | PH12 | FG | - | Steam | 60 | - | 380/415 | 50 | PW | 1 | Y | W | - | 108 | 1 | - | - | - | - | - | - | - | - | - | - | -
PH1272-2XA-PW | PH1272, 2Mtr, 1 HP, HW Htd, 2 Row, 115v,1ø,60Hz, Alum, PW | 5330 | PH12 | FG | - | Hot Water | 72 | 115 | - | 60 | PW | 1 | X | A | - | 164 | 2 | - | - | - | - | - | - | - | - | - | - | -
PH1272-2XD-PW | PH1272, 2Mtr, 1 HP, HW Htd, 2 Row, 208/230v,1ø,60Hz, Alum, PW | 5630 | PH12 | FG | - | Hot Water | 72 | 208/230 | - | 60 | PW | 1 | X | D | - | 164 | 2 | - | - | - | - | - | - | - | - | - | - | -
PH1272-2XG-PW | PH1272, 2Mtr, 1 HP, HW Htd, 2 Row, 208/230v,3ø,60Hz, Alum, PW | 5630 | PH12 | FG | - | Hot Water | 72 | - | 208/230 | 60 | PW | 1 | X | G | - | 164 | 2 | - | - | - | - | - | - | - | - | - | - | -
PH1272-2XH-PW | PH1272, 2Mtr, 1 HP, HW Htd, 2 Row, 460v,3ø,60Hz, Alum, PW | 5630 | PH12 | FG | - | Hot Water | 72 | - | 460 | 60 | PW | 1 | X | H | - | 164 | 2 | - | - | - | - | - | - | - | - | - | - | -
PH1272-2XI-PW | PH1272, 2Mtr, 1 HP, HW Htd, 2 Row, 575v,3ø,50HZ, Alum, PW | 5630 | PH12 | FG | - | Hot Water | 72 | - | 575 | 50 | PW | 1 | X | I | - | 164 | 2 | - | - | - | - | - | - | - | - | - | - | -
PH1272-2XU-PW | PH1272, 2Mtr, 1 HP, HW Htd, 2 Row, 220v,3ø,50HZ, Alum, PW | 5630 | PH12 | FG | - | Hot Water | 72 | 220 | - | 50 | PW | 1 | X | U | - | 164 | 2 | - | - | - | - | - | - | - | - | - | - | -
PH1272-2XW-PW | PH1272, 2Mtr, 1 HP, HW Htd, 2 Row, 380/415v,3ø,50HZ, Alum, PW | 5630 | PH12 | FG | - | Hot Water | 72 | - | 380/415 | 50 | PW | 1 | X | W | - | 164 | 2 | - | - | - | - | - | - | - | - | - | - | -
PH1272-2YA-PW | PH1272, 2Mtr, 1 HP, S Htd, 1 Row, 115v,1ø,60Hz, Alum, PW | 4520 | PH12 | FG | - | Steam | 72 | 115 | - | 60 | PW | 1 | Y | A | - | 154 | 2 | - | - | - | - | - | - | - | - | - | - | -
PH1272-2YD-PW | PH1272, 2Mtr, 1 HP, S Htd, 1 Row, 208/230v,1ø,50HZ, Alum, PW | 4520 | PH12 | FG | - | Steam | 72 | 208/230 | - | 50 | PW | 1 | Y | D | - | 154 | 2 | - | - | - | - | - | - | - | - | - | - | -
PH1272-2YG-PW | PH1272, 2Mtr, 1 HP, S Htd, 1 Row, 208/230v,3ø,60Hz, Alum, PW | 4820 | PH12 | FG | - | Steam | 72 | - | 208/230 | 60 | PW | 1 | Y | G | - | 154 | 2 | - | - | - | - | - | - | - | - | - | - | -
PH1272-2YH-PW | PH1272, 2Mtr, 1 HP, S Htd, 1 Row, 460v,3ø,60Hz, Alum, PW | 4820 | PH12 | FG | - | Steam | 72 | - | 460 | 60 | PW | 1 | Y | H | - | 154 | 2 | - | - | - | - | - | - | - | - | - | - | -
PH1272-2YI-PW | PH1272, 2Mtr, 1 HP, S Htd, 1 Row, 575v,3ø,50HZ, Alum, PW | 4820 | PH12 | FG | - | Steam | 72 | - | 575 | 50 | PW | 1 | Y | I | - | 154 | 2 | - | - | - | - | - | - | - | - | - | - | -
PH1272-2YU-PW | PH1272, 2Mtr, 1 HP, S Htd, 1 Row, 220v,3ø,50HZ, Alum, PW | 4520 | PH12 | FG | - | Steam | 72 | 220 | - | 50 | PW | 1 | Y | U | - | 154 | 2 | - | - | - | - | - | - | - | - | - | - | -
PH1272-2YW-PW | PH1272, 2Mtr, 1 HP, S Htd, 1 Row, 380/415v,3ø,50HZ, Alum, PW | 4820 | PH12 | FG | - | Steam | 72 | - | 380/415 | 50 | PW | 1 | Y | W | - | 154 | 2 | - | - | - | - | - | - | - | - | - | - | -
PH1284-2XA-PW | PH1284, 2Mtr, 1 HP, HW Htd, 2 Row, 115v,1ø,60Hz, Alum, PW | 7780 | PH12 | FG | - | Hot Water | 84 | 115 | - | 60 | PW | 1 | X | A | - | 184 | 2 | - | - | - | - | - | - | - | - | - | - | -
PH1284-2XA-PW | PH1284, 2Mtr, 1 HP, HW Htd, 2 Row, 208/230v,1ø,50HZ, Alum, PW | 7780 | PH12 | FG | - | Hot Water | 84 | 208/230 | - | 50 | PW | 1 | X | D | - | 184 | 2 | - | - | - | - | - | - | - | - | - | - | -
PH1284-2XG-PW | PH1284, 2Mtr, 1 HP, HW Htd, 2 Row, 208/230v,3ø,60Hz, Alum, PW | 8080 | PH12 | FG | - | Hot Water | 84 | - | 208/230 | 60 | PW | 1 | X | G | - | 184 | 2 | - | - | - | - | - | - | - | - | - | - | -
PH1284-2XH-PW | PH1284, 2Mtr, 1 HP, HW Htd, 2 Row, 460v,3ø,60Hz, Alum, PW | 8080 | PH12 | FG | - | Hot Water | 84 | - | 460 | 60 | PW | 1 | X | H | - | 184 | 2 | - | - | - | - | - | - | - | - | - | - | -
PH1284-2XI-PW | PH1284, 2Mtr, 1 HP, HW Htd, 2 Row, 575v,3ø,50HZ, Alum, PW | 8080 | PH12 | FG | - | Hot Water | 84 | - | 575 | 50 | PW | 1 | X | I | - | 184 | 2 | - | - | - | - | - | - | - | - | - | - | -
PH1284-2XU-PW | PH1284, 2Mtr, 1 HP, HW Htd, 2 Row, 220v,3ø,50HZ, Alum, PW | 7780 | PH12 | FG | - | Hot Water | 84 | 220 | - | 50 | PW | 1 | X | U | - | 184 | 2 | - | - | - | - | - | - | - | - | - | - | -
PH1284-2XW-PW | PH1284, 2Mtr, 1 HP, HW Htd, 2 Row, 380/415v,3ø,50HZ, Alum, PW | 8080 | PH12 | FG | - | Hot Water | 84 | - | 380/415 | 50 | PW | 1 | X | W | - | 184 | 2 | - | - | - | - | - | - | - | - | - | - | -
PH1284-2YA-PW | PH1284, 2Mtr, 1 HP, S Htd, 1 Row, 115v,1ø,60Hz, Alum, PW | 5865 | PH12 | FG | - | Steam | 84 | 115 | - | 60 | PW | 1 | Y | A | - | 172 | 2 | - | - | - | - | - | - | - | - | - | - | -
PH1284-2YD-PW | PH1284, 2Mtr, 1 HP, S Htd, 1 Row, 208/230v,1ø,60Hz, Alum, PW | 5865 | PH12 | FG | - | Steam | 84 | 208/230 | - | 60 | PW | 1 | Y | D | - | 172 | 2 | - | - | - | - | - | - | - | - | - | - | -
PH1284-2YG-PW | PH1284, 2Mtr, 1 HP, S Htd, 1 Row, 208/230v,3ø,60Hz, Alum, PW | 6165 | PH12 | FG | - | Steam | 84 | - | 208/230 | 60 | PW | 1 | Y | G | - | 172 | 2 | - | - | - | - | - | - | - | - | - | - | -
PH1284-2YH-PW | PH1284, 2Mtr, 1 HP, S Htd, 1 Row, 460v,3ø,60Hz, Alum, PW | 6165 | PH12 | FG | - | Steam | 84 | - | 460 | 60 | PW | 1 | Y | H | - | 172 | 2 | - | - | - | - | - | - | - | - | - | - | -
PH1284-2YI-PW | PH1284, 2Mtr, 1 HP, S Htd, 1 Row, 575v,3ø,50HZ, Alum, PW | 6165 | PH12 | FG | - | Steam | 84 | - | 575 | 50 | PW | 1 | Y | I | - | 172 | 2 | - | - | - | - | - | - | - | - | - | - | -
PH1284-2YU-PW | PH1284, 2Mtr, 1 HP, S Htd, 1 Row, 220v,3ø,50HZ, Alum, PW | 5865 | PH12 | FG | - | Steam | 84 | 220 | - | 50 | PW | 1 | Y | U | - | 172 | 2 | - | - | - | - | - | - | - | - | - | - | -
PH1284-2YW-PW | PH1284, 2Mtr, 1 HP, S Htd, 1 Row, 380/415v,3ø,50HZ, Alum, PW | 6165 | PH12 | FG | - | Steam | 84 | - | 380/415 | 50 | PW | 1 | Y | W | - | 172 | 2 | - | - | - | - | - | - | - | - | - | - | -
PH1296-2XA-PW | PH1296, 2Mtr, 1 HP, HW Htd, 2 Row, 115v,1ø,60Hz, Alum, PW | 7820 | PH12 | FG | - | Hot Water | 96 | 115 | - | 60 | PW | 1 | X | A | - | 205 | 2 | - | - | - | - | - | - | - | - | - | - | -
PH1296-2XD-PW | PH1296, 2Mtr, 1 HP, HW Htd, 2 Row, 208/230v,1ø,60Hz, Alum, PW | 7820 | PH12 | FG | - | Hot Water | 96 | 208/230 | - | 60 | PW | 1 | X | D | - | 205 | 2 | - | - | - | - | - | - | - | - | - | - | -
PH1296-2XG-PW | PH1296, 2Mtr, 1 HP, HW Htd, 2 Row, 208/230v,3ø,60Hz, Alum, PW | 8120 | PH12 | FG | - | Hot Water | 96 | - | 208/230 | 60 | PW | 1 | X | G | - | 205 | 2 | - | - | - | - | - | - | - | - | - | - | -
PH1296-2XH-PW | PH1296, 2Mtr, 1 HP, HW Htd, 2 Row, 460v,3ø,60Hz, Alum, PW | 8120 | PH12 | FG | - | Hot Water | 96 | - | 460 | 60 | PW | 1 | X | H | - | 205 | 2 | - | - | - | - | - | - | - | - | - | - | -
PH1296-2XI-PW | PH1296, 2Mtr, 1 HP, HW Htd, 2 Row, 575v,3ø,50HZ, Alum, PW | 8120 | PH12 | FG | - | Hot Water | 96 | - | 575 | 50 | PW | 1 | X | I | - | 205 | 2 | - | - | - | - | - | - | - | - | - | - | -
PH1296-2XU-PW | PH1296, 2Mtr, 1 HP, HW Htd, 2 Row, 220v,3ø,50HZ, Alum, PW | 7820 | PH12 | FG | - | Hot Water | 96 | 220 | - | 50 | PW | 1 | X | U | - | 205 | 2 | - | - | - | - | - | - | - | - | - | - | -
PH1296-2XW-PW | PH1296, 2Mtr, 1 HP, HW Htd, 2 Row, 380/415v,3ø,50HZ, Alum, PW | 8120 | PH12 | FG | - | Hot Water | 96 | - | 380/415 | 50 | PW | 1 | X | W | - | 205 | 2 | - | - | - | - | - | - | - | - | - | - | -
PH1296-2YA-PW | PH1296, 2Mtr, 1 HP, S Htd, 1 Row, 115v,1ø,60Hz, Alum, PW | 6140 | PH12 | FG | - | Steam | 96 | 115 | - | 60 | PW | 1 | Y | A | - | 186 | 2 | - | - | - | - | - | - | - | - | - | - | -
PH1296-2YD-PW | PH1296, 2Mtr, 1 HP, S Htd, 1 Row, 208/230v,1ø,50HZ, Alum, PW | 6140 | PH12 | FG | - | Steam | 96 | 208/230 | - | 50 | PW | 1 | Y | D | - | 186 | 2 | - | - | - | - | - | - | - | - | - | - | -
PH1296-2YG-PW | PH1296, 2Mtr, 1 HP, S Htd, 1 Row, 208/230v,3ø,60Hz, Alum, PW | 6445 | PH12 | FG | - | Steam | 96 | - | 208/230 | 60 | PW | 1 | Y | G | - | 186 | 2 | - | - | - | - | - | - | - | - | - | - | -
PH1296-2YH-PW | PH1296, 2Mtr, 1 HP, S Htd, 1 Row, 460v,3ø,60Hz, Alum, PW | 6445 | PH12 | FG | - | Steam | 96 | - | 460 | 60 | PW | 1 | Y | H | - | 186 | 2 | - | - | - | - | - | - | - | - | - | - | -
PH1296-2YI-PW | PH1296, 2Mtr, 1 HP, S Htd, 1 Row, 575v,3ø,50HZ, Alum, PW | 6445 | PH12 | FG | - | Steam | 96 | - | 575 | 50 | PW | 1 | Y | I | - | 186 | 2 | - | - | - | - | - | - | - | - | - | - | -
PH1296-2YU-PW | PH1296, 2Mtr, 1 HP, S Htd, 1 Row, 220v,3ø,50HZ, Alum, PW | 6140 | PH12 | FG | - | Steam | 96 | 220 | - | 50 | PW | 1 | Y | U | - | 186 | 2 | - | - | - | - | - | - | - | - | - | - | -
PH1296-2YW-PW | PH1296, 2Mtr, 1 HP, S Htd, 1 Row, 380/415v,3ø,50HZ, Alum, PW | 6445 | PH12 | FG | - | Steam | 96 | - | 380/415 | 50 | PW | 1 | Y | W | - | 186 | 2 | - | - | - | - | - | - | - | - | - | - | -
PH12120-2XA-PW | PH12120, 2Mtr, 1 HP, HW Htd, 2 Row, 115v,1ø,60Hz, Alum, PW | 8755 | PH12 | FG | - | Hot Water | 120 | 115 | - | 60 | PW | 1 | X | A | - | 243 | 2 | - | - | - | - | - | - | - | - | - | - | -
PH12120-2XA-PW | PH12120, 2Mtr, 1 HP, HW Htd, 2 Row, 208/230v,1ø,50HZ, Alum, PW | 8755 | PH12 | FG | - | Hot Water | 120 | 208/230 | - | 50 | PW | 1 | X | D | - | 243 | 2 | - | - | - | - | - | - | - | - | - | - | -
PH12120-2XG-PW | PH12120, 2Mtr, 1 HP, HW Htd, 2 Row, 208/230v,3ø,60Hz, Alum, PW | 9055 | PH12 | FG | - | Hot Water | 120 | - | 208/230 | 60 | PW | 1 | X | G | - | 243 | 2 | - | - | - | - | - | - | - | - | - | - | -
PH12120-2XH-PW | PH12120, 2Mtr, 1 HP, HW Htd, 2 Row, 460v,3ø,60Hz, Alum, PW | 9055 | PH12 | FG | - | Hot Water | 120 | - | 460 | 60 | PW | 1 | X | H | - | 243 | 2 | - | - | - | - | - | - | - | - | - | - | -
PH12120-2XI-PW | PH12120, 2Mtr, 1 HP, HW Htd, 2 Row, 575v,3ø,50HZ, Alum, PW | 9055 | PH12 | FG | - | Hot Water | 120 | - | 575 | 50 | PW | 1 | X | I | - | 243 | 2 | - | - | - | - | - | - | - | - | - | - | -
PH12120-2XU-PW | PH12120, 2Mtr, 1 HP, HW Htd, 2 Row, 220v,3ø,50HZ, Alum, PW | 8755 | PH12 | FG | - | Hot Water | 120 | 220 | - | 50 | PW | 1 | X | U | - | 243 | 2 | - | - | - | - | - | - | - | - | - | - | -
PH12120-2XW-PW | PH12120, 2Mtr, 1 HP, HW Htd, 2 Row, 380/415v,3ø,50HZ, Alum, PW | 9055 | PH12 | FG | - | Hot Water | 120 | - | 380/415 | 50 | PW | 1 | X | W | - | 243 | 2 | - | - | - | - | - | - | - | - | - | - | -
PH12120-2YA-PW | PH12120, 2Mtr, 1 HP, S Htd, 1 Row, 115v,1ø,60Hz, Alum, PW | 6650 | PH12 | FG | - | Steam | 120 | 115 | - | 60 | PW | 1 | Y | A | - | 217 | 2 | - | - | - | - | - | - | - | - | - | - | -
PH12120-2YD-PW | PH12120, 2Mtr, 1 HP, S Htd, 1 Row, 208/230v,1ø,50HZ, Alum, PW | 6650 | PH12 | FG | - | Steam | 120 | 208/230 | - | 50 | PW | 1 | Y | D | - | 217 | 2 | - | - | - | - | - | - | - | - | - | - | -
PH12120-2YG-PW | PH12120, 2Mtr, 1 HP, S Htd, 1 Row, 208/230v,3ø,60Hz, Alum, PW | 6950 | PH12 | FG | - | Steam | 120 | - | 208/230 | 60 | PW | 1 | Y | G | - | 217 | 2 | - | - | - | - | - | - | - | - | - | - | -
PH12120-2YH-PW | PH12120, 2Mtr, 1 HP, S Htd, 1 Row, 460v,3ø,60Hz, Alum, PW | 6950 | PH12 | FG | - | Steam | 120 | - | 460 | 60 | PW | 1 | Y | H | - | 217 | 2 | - | - | - | - | - | - | - | - | - | - | -
PH12120-2YI-PW | PH12120, 2Mtr, 1 HP, S Htd, 1 Row, 575v,3ø,50HZ, Alum, PW | 6950 | PH12 | FG | - | Steam | 120 | - | 575 | 50 | PW | 1 | Y | I | - | 217 | 2 | - | - | - | - | - | - | - | - | - | - | -
PH12120-2YU-PW | PH12120, 2Mtr, 1 HP, S Htd, 1 Row, 220v,3ø,50HZ, Alum, PW | 6650 | PH12 | FG | - | Steam | 120 | 220 | - | 50 | PW | 1 | Y | U | - | 217 | 2 | - | - | - | - | - | - | - | - | - | - | -
PH12120-2YW-PW | PH12120, 2Mtr, 1 HP, S Htd, 1 Row, 380/415v,3ø,50HZ, Alum, PW | 6950 | PH12 | FG | - | Steam | 120 | - | 380/415 | 50 | PW | 1 | Y | W | - | 217 | 2 | - | - | - | - | - | - | - | - | - | - | -
PH12144-4XA-PW | PH12144, 4Mtr, 1 HP, HW Htd, 2 Row, 115v,1ø,60Hz, Alum, PW | 10610 | PH12 | FG | - | Hot Water | 144 | 115 | - | 60 | PW | 1 | X | A | - | 328 | 4 | - | - | - | - | - | - | - | - | - | - | -
PH12144-4XD-PW | PH12144, 4Mtr, 1 HP, HW Htd, 2 Row, 208/230v,1ø,60Hz, Alum, PW | 10610 | PH12 | FG | - | Hot Water | 144 | 208/230 | - | 60 | PW | 1 | X | D | - | 328 | 4 | - | - | - | - | - | - | - | - | - | - | -
PH12144-4XG-PW | PH12144, 4Mtr, 1 HP, HW Htd, 2 Row, 208/230v,3ø,60Hz, Alum, PW | 11210 | PH12 | FG | - | Hot Water | 144 | - | 208/230 | 60 | PW | 1 | X | G | - | 328 | 4 | - | - | - | - | - | - | - | - | - | - | -
PH12144-4XH-PW | PH12144, 4Mtr, 1 HP, HW Htd, 2 Row, 460v,3ø,60Hz, Alum, PW | 11210 | PH12 | FG | - | Hot Water | 144 | - | 460 | 60 | PW | 1 | X | H | - | 328 | 4 | - | - | - | - | - | - | - | - | - | - | -
PH12144-4XI-PW | PH12144, 4Mtr, 1 HP, HW Htd, 2 Row, 575v,3ø,50HZ, Alum, PW | 11210 | PH12 | FG | - | Hot Water | 144 | - | 575 | 50 | PW | 1 | X | I | - | 328 | 4 | - | - | - | - | - | - | - | - | - | - | -
PH12144-4XU-PW | PH12144, 4Mtr, 1 HP, HW Htd, 2 Row, 220v,3ø,50HZ, Alum, PW | 10610 | PH12 | FG | - | Hot Water | 144 | 220 | - | 50 | PW | 1 | X | U | - | 328 | 4 | - | - | - | - | - | - | - | - | - | - | -
PH12144-4XW-PW | PH12144, 4Mtr, 1 HP, HW Htd, 2 Row, 380/415v,3ø,50HZ, Alum, PW | 11210 | PH12 | FG | - | Hot Water | 144 | - | 380/415 | 50 | PW | 1 | X | W | - | 328 | 4 | - | - | - | - | - | - | - | - | - | - | -
PH12144-4YA-PW | PH12144, 4Mtr, 1 HP, S Htd, 1 Row, 115v,1ø,60Hz, Alum, PW | 8420 | PH12 | FG | - | Steam | 144 | 115 | - | 60 | PW | 1 | Y | A | - | 310 | 4 | - | - | - | - | - | - | - | - | - | - | -
PH12144-4YD-PW | PH12144, 4Mtr, 1 HP, S Htd, 1 Row, 208/230v,1ø,50HZ, Alum, PW | 8420 | PH12 | FG | - | Steam | 144 | 208/230 | - | 50 | PW | 1 | Y | D | - | 310 | 4 | - | - | - | - | - | - | - | - | - | - | -
PH12144-4YG-PW | PH12144, 4Mtr, 1 HP, S Htd, 1 Row, 208/230v,3ø,60Hz, Alum, PW | 9020 | PH12 | FG | - | Steam | 144 | - | 208/230 | 60 | PW | 1 | Y | G | - | 310 | 4 | - | - | - | - | - | - | - | - | - | - | -
PH12144-4YH-PW | PH12144, 4Mtr, 1 HP, S Htd, 1 Row, 460v,3ø,60Hz, Alum, PW | 9020 | PH12 | FG | - | Steam | 144 | - | 460 | 60 | PW | 1 | Y | H | - | 310 | 4 | - | - | - | - | - | - | - | - | - | - | -
PH12144-4YI-PW | PH12144, 4Mtr, 1 HP, S Htd, 1 Row, 575v,3ø,50HZ, Alum, PW | 9020 | PH12 | FG | - | Steam | 144 | - | 575 | 50 | PW | 1 | Y | I | - | 310 | 4 | - | - | - | - | - | - | - | - | - | - | -
PH12144-4YU-PW | PH12144, 4Mtr, 1 HP, S Htd, 1 Row, 220v,3ø,50HZ, Alum, PW | 8420 | PH12 | FG | - | Steam | 144 | 220 | - | 50 | PW | 1 | Y | U | - | 310 | 4 | - | - | - | - | - | - | - | - | - | - | -
PH12144-4YW-PW | PH12144, 4Mtr, 1 HP, S Htd, 1 Row, 380/415v,3ø,50HZ, Alum, PW | 9020 | PH12 | FG | - | Steam | 144 | - | 380/415 | 50 | PW | 1 | Y | W | - | 310 | 4 | - | - | - | - | - | - | - | - | - | - | -
EP2 Unheated
EP296-2UG-TS | EP296, 2Mtr, 3 HP, Unhtd, 208/230v,3ø, 60Hz, Galv, TS | 3020 | EP2 | FG | - | Unheated | 96 | - | 208/230 | 60 | TS | 3 | U | G | - | - | 2 | - | - | - | - | - | - | - | - | - | - | -
EP296-2UH-TS | EP296, 2Mtr, 3 HP, Unhtd, 460v,3ø, 50/60Hz, Galv, TS | 3020 | EP2 | FG | - | Unheated | 96 | - | 460 | 60 | TS | 3 | U | H | - | - | 2 | - | - | - | - | - | - | - | - | - | - | -
EP296-2UI-TS | EP296, 2Mtr, 3 HP, Unhtd, 575v,3ø, 60Hz, Galv, TS | 3070 | EP2 | FG | - | Unheated | 96 | - | 575 | 60 | TS | 3 | U | I | - | - | 2 | - | - | - | - | - | - | - | - | - | - | -
EP296-2UW-TS | EP296, 2Mtr, 3 HP, Unhtd, 380/415v,3ø, 50Hz, Galv, TS | 3070 | EP2 | FG | - | Unheated | 96 | - | 380/415 | 50 | TS | 3 | U | W | - | - | 2 | - | - | - | - | - | - | - | - | - | - | -
EP2108-2UG-TS | EP2108, 2Mtr, 3 HP, Unhtd, 208/230v,3ø, 60Hz, Galv, TS | 3135 | EP2 | FG | - | Unheated | 108 | - | 208/230 | 60 | TS | 3 | U | G | - | - | 2 | - | - | - | - | - | - | - | - | - | - | -
EP2108-2UH-TS | EP2108, 2Mtr, 3 HP, Unhtd, 460v,3ø, 60Hz, Galv, TS | 3135 | EP2 | FG | - | Unheated | 108 | - | 460 | 60 | TS | 3 | U | H | - | - | 2 | - | - | - | - | - | - | - | - | - | - | -
EP2108-2UI-TS | EP2108, 2Mtr, 3 HP, Unhtd, 575v,3ø, 60Hz, Galv, TS | 3185 | EP2 | FG | - | Unheated | 108 | - | 575 | 60 | TS | 3 | U | I | - | - | 2 | - | - | - | - | - | - | - | - | - | - | -
EP2108-2UW-TS | EP2108, 2Mtr, 3 HP, Unhtd, 380/415v,3ø, 50Hz, Galv, TS | 3185 | EP2 | FG | - | Unheated | 108 | - | 380/415 | 50 | TS | 3 | U | W | - | - | 2 | - | - | - | - | - | - | - | - | - | - | -
EP2120-2UG-TS | EP2120, 2Mtr, 3 HP, Unhtd, 208/230v,3ø, 60Hz, Galv, TS | 3215 | EP2 | FG | - | Unheated | 120 | - | 208/230 | 60 | TS | 3 | U | G | - | - | 2 | - | - | - | - | - | - | - | - | - | - | -
EP2120-2UH-TS | EP2120, 2Mtr, 3 HP, Unhtd, 460v,3ø, 60Hz, Galv, TS | 3215 | EP2 | FG | - | Unheated | 120 | - | 460 | 60 | TS | 3 | U | H | - | - | 2 | - | - | - | - | - | - | - | - | - | - | -
EP2120-2UI-TS | EP2120, 2Mtr, 3 HP, Unhtd, 575v,3ø, 60Hz, Galv, TS | 3265 | EP2 | FG | - | Unheated | 120 | - | 575 | 60 | TS | 3 | U | I | - | - | 2 | - | - | - | - | - | - | - | - | - | - | -
EP2120-2UW-TS | EP2120, 2Mtr, 3 HP, Unhtd, 380/415v,3ø, 50Hz, Galv, TS | 3265 | EP2 | FG | - | Unheated | 120 | - | 380/415 | 50 | TS | 3 | U | W | - | - | 2 | - | - | - | - | - | - | - | - | - | - | -
EP2120-3UG-TS | EP2120, 3Mtr, 3 HP, Unhtd, 208/230v,3ø, 60Hz, Galv, TS | 4120 | EP2 | FG | - | Unheated | 120 | - | 208/230 | 60 | TS | 3 | U | G | - | - | 3 | - | - | - | - | - | - | - | - | - | - | -
EP2120-3UH-TS | EP2120, 3Mtr, 3 HP, Unhtd, 460v,3ø, 60Hz, Galv, TS | 4120 | EP2 | FG | - | Unheated | 120 | - | 460 | 60 | TS | 3 | U | H | - | - | 3 | - | - | - | - | - | - | - | - | - | - | -
EP2120-3UI-TS | EP2120, 3Mtr, 3 HP, Unhtd, 575v,3ø, 60Hz, Galv, TS | 4195 | EP2 | FG | - | Unheated | 120 | - | 575 | 60 | TS | 3 | U | I | - | - | 3 | - | - | - | - | - | - | - | - | - | - | -
EP2120-3UW-TS | EP2120, 3Mtr, 3 HP, Unhtd, 380/415v,3ø, 50Hz, Galv, TS | 4195 | EP2 | FG | - | Unheated | 120 | - | 380/415 | 50 | TS | 3 | U | W | - | - | 3 | - | - | - | - | - | - | - | - | - | - | -
EP2144-3UG-TS | EP2144, 3Mtr, 3 HP, Unhtd, 208/230v,3ø, 60Hz, Galv, TS | 4265 | EP2 | FG | - | Unheated | 144 | - | 208/230 | 60 | TS | 3 | U | G | - | - | 3 | - | - | - | - | - | - | - | - | - | - | -
EP2144-3UH-TS | EP2144, 3Mtr, 3 HP, Unhtd, 460v,3ø, 60Hz, Galv, TS | 4265 | EP2 | FG | - | Unheated | 144 | - | 460 | 60 | TS | 3 | U | H | - | - | 3 | - | - | - | - | - | - | - | - | - | - | -
EP2144-3UI-TS | EP2144, 3Mtr, 3 HP, Unhtd, 575v,3ø, 60Hz, Galv, TS | 4340 | EP2 | FG | - | Unheated | 144 | - | 575 | 60 | TS | 3 | U | I | - | - | 3 | - | - | - | - | - | - | - | - | - | - | -
EP2144-3UW-TS | EP2144, 3Mtr, 3 HP, Unhtd, 380/415v,3ø, 50Hz, Galv, TS | 4340 | EP2 | FG | - | Unheated | 144 | - | 380/415 | 50 | TS | 3 | U | W | - | - | 3 | - | - | - | - | - | - | - | - | - | - | -
EP2 HW-S
EP296-2XG-TS | EP296, 2Mtr, 3 HP, HW Htd, 2 Row, 208/230v,3ø,60Hz, Galv, TS | 5970 | EP2 | FG | - | Hot Water | 96 | - | 208/230 | 60 | TS | 3 | X | G | - | 284 | 2 | - | - | - | - | - | - | - | - | - | - | -
EP296-2XH-TS | EP296, 2Mtr, 3 HP, HW Htd, 2 Row, 460v,3ø,60Hz, Galv, TS | 5970 | EP2 | FG | - | Hot Water | 96 | - | 460 | 60 | TS | 3 | X | H | - | 284 | 2 | - | - | - | - | - | - | - | - | - | - | -
EP296-2XI-TS | EP296, 2Mtr, 3 HP, HW Htd, 2 Row, 575v,3ø,60Hz, Galv,TS | 6020 | EP2 | FG | - | Hot Water | 96 | - | 575 | 60 | TS | 3 | X | I | - | 284 | 2 | - | - | - | - | - | - | - | - | - | - | -
EP296-2ZG-TS | EP296, 2Mtr, 3 HP, S Htd, 2 Row, 208/230v,3ø,60Hz, Galv, TS | 5970 | EP2 | FG | - | Steam | 96 | - | 208/230 | 60 | TS | 3 | Z | G | - | 443 | 2 | - | - | - | - | - | - | - | - | - | - | -
EP296-2ZH-TS | EP296, 2Mtr, 3 HP, S Htd, 2 Row, 460v,3ø,60Hz, Galv, TS | 5970 | EP2 | FG | - | Steam | 96 | - | 460 | 60 | TS | 3 | Z | H | - | 443 | 2 | - | - | - | - | - | - | - | - | - | - | -
EP296-2ZI-TS | EP296, 2Mtr, 3 HP, S Htd, 2 Row, 575v,3ø,60Hz, Galv, TS | 6020 | EP2 | FG | - | Steam | 96 | - | 575 | 60 | TS | 3 | Z | I | - | 443 | 2 | - | - | - | - | - | - | - | - | - | - | -
EP2108-2XG-TS | EP2108, 2Mtr, 3 HP, HW Htd, 2 Row, 208/230v,3ø,60Hz, Galv, TS | 6315 | EP2 | FG | - | Hot Water | 108 | - | 208/230 | 60 | TS | 3 | X | G | - | 306 | 2 | - | - | - | - | - | - | - | - | - | - | -
EP2108-2XH-TS | EP2108, 2Mtr, 3 HP, HW Htd, 2 Row, 460v,3ø,60Hz, Galv, TS | 6315 | EP2 | FG | - | Hot Water | 108 | - | 460 | 60 | TS | 3 | X | H | - | 306 | 2 | - | - | - | - | - | - | - | - | - | - | -
EP2108-2XI-TS | EP2108, 2Mtr, 3 HP, HW Htd, 2 Row, 575v,3ø,60Hz, Galv, TS | 6365 | EP2 | FG | - | Hot Water | 108 | - | 575 | 60 | TS | 3 | X | I | - | 306 | 2 | - | - | - | - | - | - | - | - | - | - | -
EP2108-2ZG-TS | EP2108, 2Mtr, 3 HP, S Htd, 2 Row, 208/230v,3ø,60Hz, Galv, TS | 6315 | EP2 | FG | - | Steam | 108 | - | 208/230 | 60 | TS | 3 | Z | G | - | 471 | 2 | - | - | - | - | - | - | - | - | - | - | -
EP2108-2ZH-TS | EP2108, 2Mtr, 3 HP, S Htd, 2 Row, 460v,3ø,60Hz, Galv, TS | 6315 | EP2 | FG | - | Steam | 108 | - | 460 | 60 | TS | 3 | Z | H | - | 471 | 2 | - | - | - | - | - | - | - | - | - | - | -
EP2108-2ZI-TS | EP2108, 2Mtr, 3 HP, S Htd, 2 Row, 575v,3ø,60Hz, Galv, TS | 6365 | EP2 | FG | - | Steam | 108 | - | 575 | 60 | TS | 3 | Z | I | - | 471 | 2 | - | - | - | - | - | - | - | - | - | - | -
EP2120-2XG-TS | EP2120, 2Mtr, 3 HP, HW Htd, 2 Row, 208/230v,3ø,60Hz, Galv, TS | 6465 | EP2 | FG | - | Hot Water | 120 | - | 208/230 | 60 | TS | 3 | X | G | - | 326 | 2 | - | - | - | - | - | - | - | - | - | - | -
EP2120-2XH-TS | EP2120, 2Mtr, 3 HP, HW Htd, 2 Row, 460v,3ø,60Hz, Galv, TS | 6465 | EP2 | FG | - | Hot Water | 120 | - | 460 | 60 | TS | 3 | X | H | - | 326 | 2 | - | - | - | - | - | - | - | - | - | - | -
EP2120-2XI-TS | EP2120, 2Mtr, 3 HP, HW Htd, 2 Row, 575v,3ø,60Hz, Galv, TS | 6515 | EP2 | FG | - | Hot Water | 120 | - | 575 | 60 | TS | 3 | X | I | - | 326 | 2 | - | - | - | - | - | - | - | - | - | - | -
EP2120-2ZG-TS | EP2120, 2Mtr, 3 HP, S Htd, 2 Row, 208/230v,3ø,60Hz, Galv, TS | 6465 | EP2 | FG | - | Steam | 120 | - | 208/230 | 60 | TS | 3 | Z | G | - | 497 | 2 | - | - | - | - | - | - | - | - | - | - | -
EP2120-2ZH-TS | EP2120, 2Mtr, 3 HP, S Htd, 2 Row, 460v,3ø,60Hz, Galv, TS | 6465 | EP2 | FG | - | Steam | 120 | - | 460 | 60 | TS | 3 | Z | H | - | 497 | 2 | - | - | - | - | - | - | - | - | - | - | -
EP2120-2ZI-TS | EP2120, 2Mtr, 3 HP, S Htd, 2 Row, 575v,3ø,60Hz, Galv, TS | 6515 | EP2 | FG | - | Steam | 120 | - | 575 | 60 | TS | 3 | Z | I | - | 497 | 2 | - | - | - | - | - | - | - | - | - | - | -
EP2120-3XG-TS | EP2120, 3Mtr, 3 HP, HW Htd, 2 Row, 208/230v,3ø,60Hz, Galv, TS | 7180 | EP2 | FG | - | Hot Water | 120 | - | 208/230 | 60 | TS | 3 | X | G | - | 382 | 3 | - | - | - | - | - | - | - | - | - | - | -
EP2120-3XH-TS | EP2120, 3Mtr, 3 HP, HW Htd, 2 Row, 460v,3ø,60Hz, Galv, TS | 7180 | EP2 | FG | - | Hot Water | 120 | - | 460 | 60 | TS | 3 | X | H | - | 382 | 3 | - | - | - | - | - | - | - | - | - | - | -
EP2120-3XI-TS | EP2120, 3Mtr, 3 HP, HW Htd, 2 Row, 575v,3ø,60Hz, Galv, TS | 7255 | EP2 | FG | - | Hot Water | 120 | - | 575 | 60 | TS | 3 | X | I | - | 382 | 3 | - | - | - | - | - | - | - | - | - | - | -
EP2120-3ZG-TS | EP2120, 3Mtr, 3 HP, S Htd, 2 Row, 208/230v,3ø,60Hz, Galv, TS | 7180 | EP2 | FG | - | Steam | 120 | - | 208/230 | 60 | TS | 3 | Z | G | - | 618 | 3 | - | - | - | - | - | - | - | - | - | - | -
EP2120-3ZH-TS | EP2120, 3Mtr, 3 HP, S Htd, 2 Row, 460v,3ø,60Hz, Galv, TS | 7180 | EP2 | FG | - | Steam | 120 | - | 460 | 60 | TS | 3 | Z | H | - | 618 | 3 | - | - | - | - | - | - | - | - | - | - | -
EP2120-3ZI-TS | EP2120, 3Mtr, 3 HP, S Htd, 2 Row, 575v,3ø,60Hz, Galv, TS | 7255 | EP2 | FG | - | Steam | 120 | - | 575 | 60 | TS | 3 | Z | I | - | 618 | 3 | - | - | - | - | - | - | - | - | - | - | -
EP2144-3XG-TS | EP2144, 3Mtr, 3 HP, HW Htd, 2 Row, 208/230v,3ø,60Hz, Galv, TS | 7705 | EP2 | FG | - | Hot Water | 144 | - | 208/230 | 60 | TS | 3 | X | G | - | 429 | 3 | - | - | - | - | - | - | - | - | - | - | -
EP2144-3XH-TS | EP2144, 3Mtr, 3 HP, HW Htd, 2 Row, 460v,3ø,60Hz, Galv, TS | 7705 | EP2 | FG | - | Hot Water | 144 | - | 460 | 60 | TS | 3 | X | H | - | 429 | 3 | - | - | - | - | - | - | - | - | - | - | -
EP2144-3XI-TS | EP2144, 3Mtr, 3 HP, HW Htd, 2 Row, 575v,3ø,60Hz, Galv, TS | 7780 | EP2 | FG | - | Hot Water | 144 | - | 575 | 60 | TS | 3 | X | I | - | 429 | 3 | - | - | - | - | - | - | - | - | - | - | -
EP2144-3ZG-TS | EP2144, 3Mtr, 3 HP, S Htd, 2 Row, 208/230v,3ø,60Hz, Galv, TS | 7705 | EP2 | FG | - | Steam | 144 | - | 208/230 | 60 | TS | 3 | Z | G | - | 680 | 3 | - | - | - | - | - | - | - | - | - | - | -
EP2144-3ZH-TS | EP2144, 3Mtr, 3 HP, S Htd, 2 Row, 460v,3ø,60Hz, Galv, TS | 7705 | EP2 | FG | - | Steam | 144 | - | 460 | 60 | TS | 3 | Z | H | - | 680 | 3 | - | - | - | - | - | - | - | - | - | - | -
EP2144-3ZI-TS | EP2144, 3Mtr, 3 HP, S Htd, 2 Row, 575v,3ø,60Hz, Galv, TS | 7780 | EP2 | FG | - | Steam | 144 | - | 575 | 60 | TS | 3 | Z | I | - | 680 | 3 | - | - | - | - | - | - | - | - | - | - | -

## PB Accessories
Item No. | Item Description | 2019 List Price | Series | Category | Accessory Type | Heat Type | Length | 1Ø Voltage | 3Ø Voltage | Hertz | Color | HP | Heat Type Code | Voltage Code | Heat Capacity Code | BTU/kW | # of Mtrs | Mtr Amps | Htr Amps | Temp Rise | MCA | MOP | CFM | FPM | Weight | Accreditations | Mntg Hght Therm Sep | Mntg Hgt Ins Contrl
Published Accessories
Unheated Panels
MCPA-1UA | CtrlPanel, 1-Mtr, 1/2 HP, 115v,1Ø,60Hz | 780 | STD2/N2 | Accessory | Control Panel | Unheated | - | 115 | - | 60 | Gray | 0.5 | U | A | - | - | 1 | - | - | - | - | - | - | - | - | UL/CSA | - | -
MCPA-1UD | CtrlPanel, 1-Mtr, 1/2 HP, 208/230v,1Ø,60Hz | 780 | STD2/N2 | Accessory | Control Panel | Unheated | - | 208/230 | - | 60 | Gray | 0.5 | U | D | - | - | 1 | - | - | - | - | - | - | - | - | UL/CSA | - | -
MCPA-1UG | CtrlPanel, 1-Mtr, 1/2 HP, 208/230v,3Ø,60Hz | 780 | STD2/N2 | Accessory | Control Panel | Unheated | - | - | 208 | 60 | Gray | 0.5 | U | G | - | - | 1 | - | - | - | - | - | - | - | - | UL/CSA | - | -
MCPA-1UH | CtrlPanel, 1-Mtr, 1/2 HP, 460v,3Ø,60Hz | 780 | STD2/N2 | Accessory | Control Panel | Unheated | - | - | 460 | 60 | Gray | 0.5 | U | H | - | - | 1 | - | - | - | - | - | - | - | - | UL/CSA | - | -
MCPA-1UI | CtrlPanel, 1-Mtr, 1/2 HP, 575v,3Ø,60Hz | 930 | STD2/N2 | Accessory | Control Panel | Unheated | - | - | 575 | 60 | Gray | 0.5 | U | I | - | - | 1 | - | - | - | - | - | - | - | - | UL/CSA | - | -
MCPA-1UU | CtrlPanel, 1-Mtr, 1/2 HP, 220v,1Ø,50Hz | 780 | STD2/N2 | Accessory | Control Panel | Unheated | - | 220 | - | 50 | Gray | 0.5 | U | U | - | - | 1 | - | - | - | - | - | - | - | - | UL/CSA | - | -
MCPA-1UW | CtrlPanel, 1-Mtr, 1/2 HP, 380/415v,3Ø,50Hz | 780 | STD2/N2 | Accessory | Control Panel | Unheated | - | - | 380/415 | 50 | Gray | 0.5 | U | W | - | - | 1 | - | - | - | - | - | - | - | - | UL/CSA | - | -
MCPA-2UA | CtrlPanel, 2-Mtr, 1/2 HP, 115v,1Ø,60Hz | 1115 | STD2/N2 | Accessory | Control Panel | Unheated | - | 115 | - | 60 | Gray | 0.5 | U | A | - | - | 2 | - | - | - | - | - | - | - | - | UL/CSA | - | -
MCPA-2UD | CtrlPanel, 2-Mtr, 1/2 HP, 208/230v,1Ø,60Hz | 1115 | STD2/N2 | Accessory | Control Panel | Unheated | - | 208/230 | - | 60 | Gray | 0.5 | U | D | - | - | 2 | - | - | - | - | - | - | - | - | UL/CSA | - | -
MCPA-2UG | CtrlPanel, 2-Mtr, 1/2 HP, 208/230v,3Ø,60Hz | 1115 | STD2/N2 | Accessory | Control Panel | Unheated | - | - | 208/230 | 60 | Gray | 0.5 | U | G | - | - | 2 | - | - | - | - | - | - | - | - | UL/CSA | - | -
MCPA-2UH | CtrlPanel, 2-Mtr, 1/2 HP, 460v,3Ø,60Hz | 1115 | STD2/N2 | Accessory | Control Panel | Unheated | - | - | 460 | 60 | Gray | 0.5 | U | H | - | - | 2 | - | - | - | - | - | - | - | - | UL/CSA | - | -
MCPA-2UI | CtrlPanel, 2-Mtr, 1/2 HP, 575v,3Ø,60Hz | 1265 | STD2/N2 | Accessory | Control Panel | Unheated | - | - | 575 | 60 | Gray | 0.5 | U | I | - | - | 2 | - | - | - | - | - | - | - | - | UL/CSA | - | -
MCPA-2UU | CtrlPanel, 2-Mtr, 1/2 HP, 220v, 1Ø,50Hz | 1115 | STD2/N2 | Accessory | Control Panel | Unheated | - | 220 | - | 50 | Gray | 0.5 | U | U | - | - | 2 | - | - | - | - | - | - | - | - | UL/CSA | - | -
MCPA-2UW | CtrlPanel, 2-Mtr, 1/2 HP, 380/415v,3Ø,50Hz | 1115 | STD2/N2 | Accessory | Control Panel | Unheated | - | - | 380/415 | 50 | Gray | 0.5 | U | W | - | - | 2 | - | - | - | - | - | - | - | - | UL/CSA | - | -
MCPA-3UA | CtrlPanel, 3-Mtr, 1/2 HP, 115v,1Ø,60Hz | 1395 | STD2/N2 | Accessory | Control Panel | Unheated | - | 115 | - | 60 | Gray | 0.5 | U | A | - | - | 3 | - | - | - | - | - | - | - | - | UL/CSA | - | -
MCPA-3UG | CtrlPanel, 3-Mtr, 1/2 HP, 208/230v,3Ø,60Hz | 1395 | STD2/N2 | Accessory | Control Panel | Unheated | - | - | 208/230 | 60 | Gray | 0.5 | U | G | - | - | 3 | - | - | - | - | - | - | - | - | UL/CSA | - | -
MCPA-3UH | CtrlPanel, 3-Mtr, 1/2 HP, 460v,3Ø,60Hz | 1395 | STD2/N2 | Accessory | Control Panel | Unheated | - | - | 460 | 60 | Gray | 0.5 | U | H | - | - | 3 | - | - | - | - | - | - | - | - | UL/CSA | - | -
MCPA-3UI | CtrlPanel, 3-Mtr, 1/2 HP, 575v,3Ø,60Hz | 1545 | STD2/N2 | Accessory | Control Panel | Unheated | - | - | 575 | 60 | Gray | 0.5 | U | I | - | - | 3 | - | - | - | - | - | - | - | - | UL/CSA | - | -
MCPA-3UU | CtrlPanel, 3-Mtr, 1/2 HP, 220v,1Ø,50Hz | 1395 | STD2/N2 | Accessory | Control Panel | Unheated | - | 220 | - | 50 | Gray | 0.5 | U | U | - | - | 3 | - | - | - | - | - | - | - | - | UL/CSA | - | -
MCPA-3UW | CtrlPanel, 3-Mtr, 1/2 HP, 380/415v,3Ø,50Hz | 1395 | STD2/N2 | Accessory | Control Panel | Unheated | - | - | 380/415 | 50 | Gray | 0.5 | U | W | - | - | 3 | - | - | - | - | - | - | - | - | UL/CSA | - | -
MCPA-4UA | CtrlPanel, 4-Mtr, 1/2 HP, 115v,1Ø,60Hz | 1655 | STD2/N2 | Accessory | Control Panel | Unheated | - | 115 | - | 60 | Gray | 0.5 | U | A | - | - | 4 | - | - | - | - | - | - | - | - | UL/CSA | - | -
MCPA-4UD | CtrlPanel, 4-Mtr, 1/2 HP, 208/230v,1Ø,60Hz | 1655 | STD2/N2 | Accessory | Control Panel | Unheated | - | 208/230 | - | 60 | Gray | 0.5 | U | D | - | - | 4 | - | - | - | - | - | - | - | - | UL/CSA | - | -
MCPA-4UG | CtrlPanel, 4-Mtr, 1/2 HP, 208/230v,3Ø,60Hz | 1655 | STD2/N2 | Accessory | Control Panel | Unheated | - | - | 208/230 | 60 | Gray | 0.5 | U | G | - | - | 4 | - | - | - | - | - | - | - | - | UL/CSA | - | -
MCPA-4UH | CtrlPanel, 4-Mtr, 1/2 HP, 460v,3Ø,60Hz | 1655 | STD2/N2 | Accessory | Control Panel | Unheated | - | - | 460 | 60 | Gray | 0.5 | U | H | - | - | 4 | - | - | - | - | - | - | - | - | UL/CSA | - | -
MCPA-4UI | CtrlPanel, 4-Mtr, 1/2 HP, 575v,3Ø,60Hz | 1805 | STD2/N2 | Accessory | Control Panel | Unheated | - | - | 575 | 60 | Gray | 0.5 | U | I | - | - | 4 | - | - | - | - | - | - | - | - | UL/CSA | - | -
MCPA-4UU | CtrlPanel, 4-Mtr, 1/2 HP, 220v,1Ø,50Hz | 1655 | STD2/N2 | Accessory | Control Panel | Unheated | - | 220 | - | 50 | Gray | 0.5 | U | U | - | - | 4 | - | - | - | - | - | - | - | - | UL/CSA | - | -
MCPA-5UA | CtrlPanel, 5-Mtr, 1/2 HP, 115v,1Ø,60Hz | 2110 | STD2/N2 | Accessory | Control Panel | Unheated | - | 115 | - | 60 | Gray | 0.5 | U | A | - | - | 5 | - | - | - | - | - | - | - | - | UL/CSA | - | -
MCPA-5UD | CtrlPanel, 5-Mtr, 1/2 HP, 208/230v,1Ø,60Hz | 2110 | STD2/N2 | Accessory | Control Panel | Unheated | - | 208/230 | - | 60 | Gray | 0.5 | U | D | - | - | 5 | - | - | - | - | - | - | - | - | UL/CSA | - | -
MCPA-5UG | CtrlPanel, 5-Mtr, 1/2 HP, 208/230v,3Ø,60Hz | 2110 | STD2/N2 | Accessory | Control Panel | Unheated | - | - | 208/230 | 60 | Gray | 0.5 | U | G | - | - | 5 | - | - | - | - | - | - | - | - | UL/CSA | - | -
MCPA-5UH | CtrlPanel, 5-Mtr, 1/2 HP, 460v,3Ø,60Hz | 2110 | STD2/N2 | Accessory | Control Panel | Unheated | - | - | 460 | 60 | Gray | 0.5 | U | H | - | - | 5 | - | - | - | - | - | - | - | - | UL/CSA | - | -
MCPA-5UI | CtrlPanel, 5-Mtr, 1/2 HP, 575v,3Ø,60Hz | 2260 | STD2/N2 | Accessory | Control Panel | Unheated | - | - | 575 | 60 | Gray | 0.5 | U | I | - | - | 5 | - | - | - | - | - | - | - | - | UL/CSA | - | -
MCPA-5UU | CtrlPanel, 5-Mtr, 1/2 HP, 220v,1Ø,50Hz | 2110 | STD2/N2 | Accessory | Control Panel | Unheated | - | 220 | - | 50 | Gray | 0.5 | U | U | - | - | 5 | - | - | - | - | - | - | - | - | UL/CSA | - | -
MCPA-5UW | CtrlPanel, 5-Mtr, 1/2 HP, 380/415v,3Ø,50Hz | 2110 | STD2/N2 | Accessory | Control Panel | Unheated | - | - | 380/415 | 50 | Gray | 0.5 | U | W | - | - | 5 | - | - | - | - | - | - | - | - | UL/CSA | - | -
MCPA-6UA | CtrlPanel, 6-Mtr, 1/2 HP, 115v,1Ø,60Hz | 2520 | STD2/N2 | Accessory | Control Panel | Unheated | - | 115 | - | 60 | Gray | 0.5 | U | A | - | - | 6 | - | - | - | - | - | - | - | - | UL/CSA | - | -
MCPA-6UD | CtrlPanel, 6-Mtr, 1/2 HP, 208/230v,1Ø,60Hz | 2520 | STD2/N2 | Accessory | Control Panel | Unheated | - | 208/230 | - | 60 | Gray | 0.5 | U | D | - | - | 6 | - | - | - | - | - | - | - | - | UL/CSA | - | -
MCPA-6UG | CtrlPanel, 6-Mtr, 1/2 HP, 208/230v,3Ø,60Hz | 2520 | STD2/N2 | Accessory | Control Panel | Unheated | - | - | 208/230 | 60 | Gray | 0.5 | U | G | - | - | 6 | - | - | - | - | - | - | - | - | UL/CSA | - | -
MCPA-6UH | CtrlPanel, 6-Mtr, 1/2 HP, 460v,3Ø,60Hz | 2520 | STD2/N2 | Accessory | Control Panel | Unheated | - | - | 460 | 60 | Gray | 0.5 | U | H | - | - | 6 | - | - | - | - | - | - | - | - | UL/CSA | - | -
MCPA-6UI | CtrlPanel, 6-Mtr, 1/2 HP, 575v,3Ø,60Hz | 2670 | STD2/N2 | Accessory | Control Panel | Unheated | - | - | 575 | 60 | Gray | 0.5 | U | I | - | - | 6 | - | - | - | - | - | - | - | - | UL/CSA | - | -
MCPA-6UU | CtrlPanel, 6-Mtr, 1/2 HP, 220v,1Ø,50Hz | 2520 | STD2/N2 | Accessory | Control Panel | Unheated | - | 220 | - | 50 | Gray | 0.5 | U | U | - | - | 6 | - | - | - | - | - | - | - | - | UL/CSA | - | -
MCPB-1UA | CtrlPanel, 1-Mtr, 1 HP, 115v,1Ø,60Hz | 800 | HV2/NH2 | Accessory | Control Panel | Unheated | - | 115 | - | 60 | Gray | 1 | U | A | - | - | 1 | - | - | - | - | - | - | - | - | UL/CSA | - | -
MCPB-1UD | CtrlPanel, 1-Mtr, 1 HP, 208/230v,1Ø,60Hz | 800 | HV2/NH2 | Accessory | Control Panel | Unheated | - | 208/230 | - | 60 | Gray | 1 | U | D | - | - | 1 | - | - | - | - | - | - | - | - | UL/CSA | - | -
MCPB-1UG | CtrlPanel, 1-Mtr, 1 HP, 208/230v,3Ø,60Hz | 800 | HV2/NH2 | Accessory | Control Panel | Unheated | - | - | 208/230 | 60 | Gray | 1 | U | G | - | - | 1 | - | - | - | - | - | - | - | - | UL/CSA | - | -
MCPB-1UH | CtrlPanel, 1-Mtr, 1 HP, 460v,3Ø,60Hz | 800 | HV2/NH2 | Accessory | Control Panel | Unheated | - | - | 460 | 60 | Gray | 1 | U | H | - | - | 1 | - | - | - | - | - | - | - | - | UL/CSA | - | -
MCPB-1UI | CtrlPanel, 1-Mtr, 1 HP, 575v,3Ø,60Hz | 950 | HV2/NH2 | Accessory | Control Panel | Unheated | - | - | 575 | 60 | Gray | 1 | U | I | - | - | 1 | - | - | - | - | - | - | - | - | UL/CSA | - | -
MCPB-1UU | CtrlPanel, 1-Mtr, 1 HP, 220v,1Ø,50Hz | 800 | HV2/NH2 | Accessory | Control Panel | Unheated | - | 220 | - | 50 | Gray | 1 | U | U | - | - | 1 | - | - | - | - | - | - | - | - | UL/CSA | - | -
MCPB-1UW | CtrlPanel, 1-Mtr, 1 HP, 380/415v,3Ø,50Hz | 800 | HV2/NH2 | Accessory | Control Panel | Unheated | - | - | 380/415 | 50 | Gray | 1 | U | W | - | - | 1 | - | - | - | - | - | - | - | - | UL/CSA | - | -
MCPB-2UA | CtrlPanel, 2-Mtr, 1 HP, 115v,1Ø,60Hz | 1160 | HV2/NH2 | Accessory | Control Panel | Unheated | - | 115 | - | 60 | Gray | 1 | U | A | - | - | 2 | - | - | - | - | - | - | - | - | UL/CSA | - | -
MCPB-2UD | CtrlPanel, 2-Mtr, 1 HP, 208/230v,1Ø,60Hz | 1160 | HV2/NH2 | Accessory | Control Panel | Unheated | - | 208/230 | - | 60 | Gray | 1 | U | D | - | - | 2 | - | - | - | - | - | - | - | - | UL/CSA | - | -
MCPB-2UG | CtrlPanel, 2-Mtr, 1 HP, 208/230v,3Ø,60Hz (Use Combo Panel MCPP-2UQ) | 1160 | HV2/NH2 | Accessory | Control Panel | Unheated | - | - | 208/230 | 60 | Gray | 1 | U | G | - | - | 2 | - | - | - | - | - | - | - | - | UL/CSA | - | -
MCPB-2UH | CtrlPanel, 2-Mtr, 1 HP, 460v,3Ø,60Hz | 1160 | HV2/NH2 | Accessory | Control Panel | Unheated | - | - | 460 | 60 | Gray | 1 | U | H | - | - | 2 | - | - | - | - | - | - | - | - | UL/CSA | - | -
MCPB-2UI | CtrlPanel, 2-Mtr, 1 HP, 575v,3Ø,60Hz | 1310 | HV2/NH2 | Accessory | Control Panel | Unheated | - | - | 575 | 60 | Gray | 1 | U | I | - | - | 2 | - | - | - | - | - | - | - | - | UL/CSA | - | -
MCPB-2UU | CtrlPanel, 2-Mtr, 1 HP, 220v,1Ø,50Hz | 1160 | HV2/NH2 | Accessory | Control Panel | Unheated | - | 220 | - | 50 | Gray | 1 | U | U | - | - | 2 | - | - | - | - | - | - | - | - | UL/CSA | - | -
MCPB-2UW | CtrlPanel, 2-Mtr, 1 HP, 380/415v,3Ø,50Hz | 1160 | HV2/NH2 | Accessory | Control Panel | Unheated | - | - | 380/415 | 50 | Gray | 1 | U | W | - | - | 2 | - | - | - | - | - | - | - | - | UL/CSA | - | -
MCPB-3UA | CtrlPanel, 3-Mtr, 1 HP, 115v,1Ø,60Hz | 1395 | HV2/NH2 | Accessory | Control Panel | Unheated | - | 115 | - | 60 | Gray | 1 | U | A | - | - | 3 | - | - | - | - | - | - | - | - | UL/CSA | - | -
MCPB-3UD | CtrlPanel, 3-Mtr, 1 HP, 208/230v,1Ø,60Hz | 1395 | HV2/NH2 | Accessory | Control Panel | Unheated | - | 208/230 | - | 60 | Gray | 1 | U | D | - | - | 3 | - | - | - | - | - | - | - | - | UL/CSA | - | -
MCPB-3UG | CtrlPanel, 3-Mtr, 1 HP, 208/230v,3Ø,60Hz | 1395 | HV2/NH2 | Accessory | Control Panel | Unheated | - | - | 208/230 | 60 | Gray | 1 | U | G | - | - | 3 | - | - | - | - | - | - | - | - | UL/CSA | - | -
MCPB-3UH | CtrlPanel, 3-Mtr, 1 HP, 460v,3Ø,60Hz | 1395 | HV2/NH2 | Accessory | Control Panel | Unheated | - | - | 460 | 60 | Gray | 1 | U | H | - | - | 3 | - | - | - | - | - | - | - | - | UL/CSA | - | -
MCPB-3UI | CtrlPanel, 3-Mtr, 1 HP, 575v,3Ø,60Hz | 1545 | HV2/NH2 | Accessory | Control Panel | Unheated | - | - | 575 | 60 | Gray | 1 | U | I | - | - | 3 | - | - | - | - | - | - | - | - | UL/CSA | - | -
MCPB-3UU | CtrlPanel, 3-Mtr, 1 HP, 220v,1Ø,50Hz | 1395 | HV2/NH2 | Accessory | Control Panel | Unheated | - | 220 | - | 50 | Gray | 1 | U | U | - | - | 3 | - | - | - | - | - | - | - | - | UL/CSA | - | -
MCPB-3UW | CtrlPanel, 3-Mtr, 1 HP, 380/415v,3Ø,50Hz | 1395 | HV2/NH2 | Accessory | Control Panel | Unheated | - | - | 380/415 | 50 | Gray | 1 | U | W | - | - | 3 | - | - | - | - | - | - | - | - | UL/CSA | - | -
MCPB-4UA | CtrlPanel, 4-Mtr, 1 HP, 115v,1Ø,60Hz | 1745 | HV2/NH2 | Accessory | Control Panel | Unheated | - | 115 | - | 60 | Gray | 1 | U | A | - | - | 4 | - | - | - | - | - | - | - | - | UL/CSA | - | -
MCPB-4UD | CtrlPanel, 4-Mtr, 1 HP, 208/230v,1Ø,60Hz | 1745 | HV2/NH2 | Accessory | Control Panel | Unheated | - | 208/230 | - | 60 | Gray | 1 | U | D | - | - | 4 | - | - | - | - | - | - | - | - | UL/CSA | - | -
MCPB-4UG | CtrlPanel, 4-Mtr, 1 HP, 208/230v,3Ø,60Hz | 1745 | HV2/NH2 | Accessory | Control Panel | Unheated | - | - | 208/230 | 60 | Gray | 1 | U | G | - | - | 4 | - | - | - | - | - | - | - | - | UL/CSA | - | -
MCPB-4UH | CtrlPanel, 4-Mtr, 1 HP, 460v,3Ø,60Hz | 1745 | HV2/NH2 | Accessory | Control Panel | Unheated | - | - | 460 | 60 | Gray | 1 | U | H | - | - | 4 | - | - | - | - | - | - | - | - | UL/CSA | - | -
MCPB-4UI | CtrlPanel, 4-Mtr, 1 HP, 575v,3Ø,60Hz | 1895 | HV2/NH2 | Accessory | Control Panel | Unheated | - | - | 575 | 60 | Gray | 1 | U | I | - | - | 4 | - | - | - | - | - | - | - | - | UL/CSA | - | -
MCPB-4UU | CtrlPanel, 4-Mtr, 1 HP, 220v,1Ø,50Hz | 1745 | HV2/NH2 | Accessory | Control Panel | Unheated | - | 220 | - | 50 | Gray | 1 | U | U | - | - | 4 | - | - | - | - | - | - | - | - | UL/CSA | - | -
MCPB-4UW | CtrlPanel, 4-Mtr, 1 HP, 380/415v,3Ø,50Hz | 1745 | HV2/NH2 | Accessory | Control Panel | Unheated | - | - | 380/415 | 50 | Gray | 1 | U | W | - | - | 4 | - | - | - | - | - | - | - | - | UL/CSA | - | -
MCPB-5UA | CtrlPanel, 5-Mtr, 1 HP, 115v,1Ø,60Hz | 2110 | HV2/NH2 | Accessory | Control Panel | Unheated | - | 115 | - | 60 | Gray | 1 | U | A | - | - | 5 | - | - | - | - | - | - | - | - | UL/CSA | - | -
MCPB-5UD | CtrlPanel, 5-Mtr, 1 HP, 208/230v,1Ø,60Hz | 2110 | HV2/NH2 | Accessory | Control Panel | Unheated | - | 208/230 | - | 60 | Gray | 1 | U | D | - | - | 5 | - | - | - | - | - | - | - | - | UL/CSA | - | -
MCPB-5UG | CtrlPanel, 5-Mtr, 1 HP, 208/230v,3Ø,60Hz | 2110 | HV2/NH2 | Accessory | Control Panel | Unheated | - | - | 208/230 | 60 | Gray | 1 | U | G | - | - | 5 | - | - | - | - | - | - | - | - | UL/CSA | - | -
MCPB-5UH | CtrlPanel, 5-Mtr, 1 HP, 460v,3Ø,60Hz | 2110 | HV2/NH2 | Accessory | Control Panel | Unheated | - | - | 460 | 60 | Gray | 1 | U | H | - | - | 5 | - | - | - | - | - | - | - | - | UL/CSA | - | -
MCPB-5UI | CtrlPanel, 5-Mtr, 1 HP, 575v,3Ø,60Hz | 2260 | HV2/NH2 | Accessory | Control Panel | Unheated | - | - | 575 | 60 | Gray | 1 | U | I | - | - | 5 | - | - | - | - | - | - | - | - | UL/CSA | - | -
MCPB-5UW | CtrlPanel, 5-Mtr, 1 HP, 380/415v,3Ø,50Hz | 2110 | HV2/NH2 | Accessory | Control Panel | Unheated | - | - | 380/415 | 50 | Gray | 1 | U | W | - | - | 5 | - | - | - | - | - | - | - | - | UL/CSA | - | -
MCPB-6UA | CtrlPanel, 6-Mtr, 1 HP, 115v,1Ø,60Hz | 2520 | HV2/NH2 | Accessory | Control Panel | Unheated | - | 115 | - | 60 | Gray | 1 | U | A | - | - | 6 | - | - | - | - | - | - | - | - | UL/CSA | - | -
MCPB-6UD | CtrlPanel, 6-Mtr, 1 HP, 208/230v,1Ø,60Hz | 2520 | HV2/NH2 | Accessory | Control Panel | Unheated | - | 208/230 | - | 60 | Gray | 1 | U | D | - | - | 6 | - | - | - | - | - | - | - | - | UL/CSA | - | -
MCPB-6UG | CtrlPanel, 6-Mtr, 1 HP, 208/230v,3Ø,60Hz | 2520 | HV2/NH2 | Accessory | Control Panel | Unheated | - | - | 208/230 | 60 | Gray | 1 | U | G | - | - | 6 | - | - | - | - | - | - | - | - | UL/CSA | - | -
MCPB-6UH | CtrlPanel, 6-Mtr, 1 HP, 460v,3Ø,60Hz | 2520 | HV2/NH2 | Accessory | Control Panel | Unheated | - | - | 460 | 60 | Gray | 1 | U | H | - | - | 6 | - | - | - | - | - | - | - | - | UL/CSA | - | -
MCPB-6UI | CtrlPanel, 6-Mtr, 1 HP, 575v,3Ø,60Hz | 2670 | HV2/NH2 | Accessory | Control Panel | Unheated | - | - | 575 | 60 | Gray | 1 | U | I | - | - | 6 | - | - | - | - | - | - | - | - | UL/CSA | - | -
MCPB-6UU | CtrlPanel, 6-Mtr, 1 HP, 220v,1Ø,50Hz | 2520 | HV2/NH2 | Accessory | Control Panel | Unheated | - | 220 | - | 50 | Gray | 1 | U | U | - | - | 6 | - | - | - | - | - | - | - | - | UL/CSA | - | -
MCPB-6UW | CtrlPanel, 6-Mtr, 1 HP, 380/415v,3Ø,50Hz | 2520 | HV2/NH2 | Accessory | Control Panel | Unheated | - | - | 380/415 | 50 | Gray | 1 | U | W | - | - | 6 | - | - | - | - | - | - | - | - | UL/CSA | - | -
MCPD-1UA | CtrlPanel, 1-Mtr, 3 HP, 115v,1Ø,60Hz | 1150 | EP2 | Accessory | Control Panel | Unheated | - | 115 | - | 60 | Gray | 3 | U | A | - | - | 1 | - | - | - | - | - | - | - | - | UL/CSA | - | -
MCPD-1UD | CtrlPanel, 1-Mtr, 3 HP, 208/230v,1Ø,60Hz | 1150 | EP2 | Accessory | Control Panel | Unheated | - | 208/230 | - | 60 | Gray | 3 | U | D | - | - | 1 | - | - | - | - | - | - | - | - | UL/CSA | - | -
MCPD-1UG | CtrlPanel, 1-Mtr, 3 HP, 208/230v,3Ø,60Hz | 1150 | EP2 | Accessory | Control Panel | Unheated | - | - | 208/230 | 60 | Gray | 3 | U | G | - | - | 1 | - | - | - | - | - | - | - | - | UL/CSA | - | -
MCPD-1UH | CtrlPanel, 1-Mtr, 3 HP, 460v,3Ø,60Hz | 1150 | EP2 | Accessory | Control Panel | Unheated | - | - | 460 | 60 | Gray | 3 | U | H | - | - | 1 | - | - | - | - | - | - | - | - | UL/CSA | - | -
MCPD-1UI | CtrlPanel, 1-Mtr, 3 HP, 575v,3Ø,60Hz | 1300 | EP2 | Accessory | Control Panel | Unheated | - | - | 575 | 60 | Gray | 3 | U | I | - | - | 1 | - | - | - | - | - | - | - | - | UL/CSA | - | -
MCPD-1UU | CtrlPanel, 1-Mtr, 3 HP, 220v,1Ø,50Hz | 1150 | EP2 | Accessory | Control Panel | Unheated | - | 220 | - | 50 | Gray | 3 | U | U | - | - | 1 | - | - | - | - | - | - | - | - | UL/CSA | - | -
MCPD-1UW | CtrlPanel, 1-Mtr, 3 HP, 380/415v,3Ø,50Hz | 1150 | EP2 | Accessory | Control Panel | Unheated | - | - | 380/415 | 50 | Gray | 3 | U | W | - | - | 1 | - | - | - | - | - | - | - | - | UL/CSA | - | -
MCPD-2UA | CtrlPanel, 2-Mtr, 3 HP, 115v,1Ø,60Hz | 1255 | EP2 | Accessory | Control Panel | Unheated | - | 115 | - | 60 | Gray | 3 | U | A | - | - | 2 | - | - | - | - | - | - | - | - | UL/CSA | - | -
MCPD-2UD | CtrlPanel, 2-Mtr, 3 HP, 208/230v,1Ø,60Hz | 1255 | HV2/NH2 | Accessory | Control Panel | Unheated | - | 208/230 | - | 60 | Gray | 3 | U | D | - | - | 2 | - | - | - | - | - | - | - | - | UL/CSA | - | -
MCPD-2UG | CtrlPanel, 2-Mtr, 3 HP, 208/230v,3Ø,60Hz | 1255 | EP2 | Accessory | Control Panel | Unheated | - | - | 208/230 | 60 | Gray | 3 | U | G | - | - | 2 | - | - | - | - | - | - | - | - | UL/CSA | - | -
MCPD-2UH | CtrlPanel, 2-Mtr, 3 HP, 460Ø,3Ø,60Hz | 1255 | EP2 | Accessory | Control Panel | Unheated | - | - | 460 | 60 | Gray | 3 | U | H | - | - | 2 | - | - | - | - | - | - | - | - | UL/CSA | - | -
MCPD-2UI | CtrlPanel, 2-Mtr, 3 HP, 575v,3Ø,60Hz | 1405 | EP2 | Accessory | Control Panel | Unheated | - | - | 575 | 60 | Gray | 3 | U | I | - | - | 2 | - | - | - | - | - | - | - | - | UL/CSA | - | -
MCPD-2UU | CtrlPanel, 2-Mtr, 3 HP, 220v,1Ø,50Hz | 1255 | EP2 | Accessory | Control Panel | Unheated | - | 220 | - | 50 | Gray | 3 | U | U | - | - | 2 | - | - | - | - | - | - | - | - | UL/CSA | - | -
MCPD-2UW | CtrlPanel, 2-Mtr, 3 HP, 380/415v,3Ø,50Hz | 1255 | EP2 | Accessory | Control Panel | Unheated | - | - | 380/415 | 50 | Gray | 3 | U | W | - | - | 2 | - | - | - | - | - | - | - | - | UL/CSA | - | -
MCPD-3UA | CtrlPanel, 3-Mtr, 3 HP, 115v,1Ø,60Hz | 1655 | EP2 | Accessory | Control Panel | Unheated | - | 115 | - | 60 | Gray | 3 | U | A | - | - | 3 | - | - | - | - | - | - | - | - | UL/CSA | - | -
MCPD-3UD | CtrlPanel, 3-Mtr, 3 HP, 208/230v,1Ø,60Hz | 1655 | HV2/NH2 | Accessory | Control Panel | Unheated | - | 208/230 | - | 60 | Gray | 3 | U | D | - | - | 3 | - | - | - | - | - | - | - | - | UL/CSA | - | -
MCPD-3UG | CtrlPanel, 3-Mtr, 3 HP, 208/230v,3Ø,60Hz | 1655 | EP2 | Accessory | Control Panel | Unheated | - | - | 208/230 | 60 | Gray | 3 | U | G | - | - | 3 | - | - | - | - | - | - | - | - | UL/CSA | - | -
MCPD-3UH | CtrlPanel, 3-Mtr, 3 HP, 460v,3Ø,60Hz (Use Combo Panel MCPP-3UQ) | 1655 | EP2 | Accessory | Control Panel | Unheated | - | - | 460 | 60 | Gray | 3 | U | H | - | - | 3 | - | - | - | - | - | - | - | - | UL/CSA | - | -
MCPD-3UI | CtrlPanel, 3-Mtr, 3 HP, 575v,3Ø,60Hz | 1805 | EP2 | Accessory | Control Panel | Unheated | - | - | 575 | 60 | Gray | 3 | U | I | - | - | 3 | - | - | - | - | - | - | - | - | UL/CSA | - | -
MCPD-3UU | CtrlPanel, 3-Mtr, 3 HP, 220v,1Ø,50Hz | 1655 | EP2 | Accessory | Control Panel | Unheated | - | 220 | - | 50 | Gray | 3 | U | U | - | - | 3 | - | - | - | - | - | - | - | - | UL/CSA | - | -
MCPD-3UW | CtrlPanel, 3-Mtr, 3 HP, 380/415v,3Ø,50Hz | 1655 | EP2 | Accessory | Control Panel | Unheated | - | - | 380/415 | 50 | Gray | 3 | U | W | - | - | 3 | - | - | - | - | - | - | - | - | UL/CSA | - | -
MCPD-4UA | CtrlPanel, 4-Mtr, 3 HP, 115v,1Ø,60Hz | 2225 | EP2 | Accessory | Control Panel | Unheated | - | 115 | - | 60 | Gray | 3 | U | A | - | - | 4 | - | - | - | - | - | - | - | - | UL/CSA | - | -
MCPD-4UD | CtrlPanel, 4-Mtr, 3 HP, 208/230v,1Ø,60Hz | 2225 | HV2/NH2 | Accessory | Control Panel | Unheated | - | 208/230 | - | 60 | Gray | 3 | U | D | - | - | 4 | - | - | - | - | - | - | - | - | UL/CSA | - | -
MCPD-4UG | CtrlPanel, 4-Mtr, 3 HP, 208/230v,3Ø,60Hz | 2225 | EP2 | Accessory | Control Panel | Unheated | - | - | 208/230 | 60 | Gray | 3 | U | G | - | - | 4 | - | - | - | - | - | - | - | - | UL/CSA | - | -
MCPD-4UH | CtrlPanel, 4-Mtr, 3 HP, 460v,3Ø,60Hz | 2225 | EP2 | Accessory | Control Panel | Unheated | - | - | 460 | 60 | Gray | 3 | U | H | - | - | 4 | - | - | - | - | - | - | - | - | UL/CSA | - | -
MCPD-4UI | CtrlPanel, 4-Mtr, 3 HP, 575v,3Ø,60Hz | 2375 | EP2 | Accessory | Control Panel | Unheated | - | - | 575 | 60 | Gray | 3 | U | I | - | - | 4 | - | - | - | - | - | - | - | - | UL/CSA | - | -
MCPD-4UU | CtrlPanel, 4-Mtr, 3 HP, 220v,1Ø,50Hz | 2225 | EP2 | Accessory | Control Panel | Unheated | - | 220 | - | 50 | Gray | 3 | U | U | - | - | 4 | - | - | - | - | - | - | - | - | UL/CSA | - | -
MCPD-4UW | CtrlPanel, 4-Mtr, 3 HP, 380/415v,3Ø,50Hz | 2225 | EP2 | Accessory | Control Panel | Unheated | - | - | 380/415 | 50 | Gray | 3 | U | W | - | - | 4 | - | - | - | - | - | - | - | - | UL/CSA | - | -
MCPD-5UA | CtrlPanel, 5-Mtr, 3 HP, 115v,1Ø,60Hz | 2795 | EP2 | Accessory | Control Panel | Unheated | - | 115 | - | 60 | Gray | 3 | U | A | - | - | 5 | - | - | - | - | - | - | - | - | UL/CSA | - | -
MCPD-5UD | CtrlPanel, 5-Mtr, 3 HP, 208/230v,1Ø,60Hz | 2795 | HV2/NH2 | Accessory | Control Panel | Unheated | - | 208/230 | - | 60 | Gray | 3 | U | D | - | - | 5 | - | - | - | - | - | - | - | - | UL/CSA | - | -
MCPD-5UG | CtrlPanel, 5-Mtr, 3 HP, 208/230v,3Ø,60Hz | 2795 | EP2 | Accessory | Control Panel | Unheated | - | - | 208/230 | 60 | Gray | 3 | U | G | - | - | 5 | - | - | - | - | - | - | - | - | UL/CSA | - | -
MCPD-5UH | CtrlPanel, 5-Mtr, 3 HP, 460v,3Ø,60Hz | 2795 | EP2 | Accessory | Control Panel | Unheated | - | - | 460 | 60 | Gray | 3 | U | H | - | - | 5 | - | - | - | - | - | - | - | - | UL/CSA | - | -
MCPD-5UI | CtrlPanel, 5-Mtr, 3 HP, 575v,3Ø,60Hz | 2945 | EP2 | Accessory | Control Panel | Unheated | - | - | 575 | 60 | Gray | 3 | U | I | - | - | 5 | - | - | - | - | - | - | - | - | UL/CSA | - | -
MCPD-6UA | CtrlPanel, 6-Mtr, 3 HP, 115v,1Ø,60Hz | 3365 | EP2 | Accessory | Control Panel | Unheated | - | 115 | - | 60 | Gray | 3 | U | A | - | - | 6 | - | - | - | - | - | - | - | - | UL/CSA | - | -
MCPD-6UD | CtrlPanel, 6-Mtr, 3 HP, 208/230v,1Ø,60Hz | 3365 | HV2/NH2 | Accessory | Control Panel | Unheated | - | 208/230 | - | 60 | Gray | 3 | U | D | - | - | 6 | - | - | - | - | - | - | - | - | UL/CSA | - | -
MCPD-6UG | CtrlPanel, 6-Mtr, 3 HP, 208/230v,3Ø,60Hz | 3365 | EP2 | Accessory | Control Panel | Unheated | - | - | 208/230 | 60 | Gray | 3 | U | G | - | - | 6 | - | - | - | - | - | - | - | - | UL/CSA | - | -
MCPD-6UH | CtrlPanel, 6-Mtr, 3 HP, 460v,3Ø,60Hz | 3365 | EP2 | Accessory | Control Panel | Unheated | - | - | 460 | 60 | Gray | 3 | U | H | - | - | 6 | - | - | - | - | - | - | - | - | UL/CSA | - | -
MCPD-6UI | CtrlPanel, 6-Mtr, 3 HP, 575v,3Ø,60Hz | 3515 | EP2 | Accessory | Control Panel | Unheated | - | - | 575 | 60 | Gray | 3 | U | I | - | - | 6 | - | - | - | - | - | - | - | - | UL/CSA | - | -
MCPD-6UW | CtrlPanel, 6-Mtr, 3 HP, 380/415v,3Ø,50Hz | 3365 | HV2/NH2 | Accessory | Control Panel | Unheated | - | - | 380/415 | 50 | Gray | 3 | U | W | - | - | 6 | - | - | - | - | - | - | - | - | UL/CSA | - | -
MCPS-1UA | CtrlPanel, 1-Mtr, 1/6 HP, 115v,1Ø,60Hz | 780 | LVP2/LPN2 | Accessory | Control Panel | Unheated | - | 115 | - | 60 | Gray | 0.16667 | U | A | - | - | 1 | - | - | - | - | - | - | - | - | UL/CSA | - | -
MCPS-1UD | CtrlPanel, 1-Mtr, 1/6 HP, 208/230v,1Ø,60Hz | 780 | LVP2/LPN2 | Accessory | Control Panel | Unheated | - | 208/230 | - | 60 | Gray | 0.16667 | U | D | - | - | 1 | - | - | - | - | - | - | - | - | UL/CSA | - | -
MCPS-2UA | CtrlPanel, 2-Mtr, 1/6 HP, 115v,1Ø,60Hz | 1115 | LVP2/LPN2 | Accessory | Control Panel | Unheated | - | 115 | - | 60 | Gray | 0.16667 | U | A | - | - | 2 | - | - | - | - | - | - | - | - | UL/CSA | - | -
MCPS-2UD | CtrlPanel, 2-Mtr, 1/6 HP, 208/230v,1Ø,60Hz | 1115 | LVP2/LPN2 | Accessory | Control Panel | Unheated | - | 208/230 | - | 60 | Gray | 0.16667 | U | D | - | - | 2 | - | - | - | - | - | - | - | - | UL/CSA | - | -
HW/S Panels
MCPA-1VA | CtrlPanel, 1-Mtr, 1/2 HP, 115v,1Ø,60Hz, Hot Water/Steam | 850 | STD2 | Accessory | Control Panel | HW/S | - | 115 | - | 60 | Gray | 0.5 | V | A | - | - | 1 | - | - | - | - | - | - | - | - | UL/CSA | - | -
MCPA-1VD | CtrlPanel, 1-Mtr, 1/2 HP, 208/230v,1Ø,60Hz, Hot Water/Steam | 850 | STD2 | Accessory | Control Panel | HW/S | - | 208/230 | - | 60 | Gray | 0.5 | V | D | - | - | 1 | - | - | - | - | - | - | - | - | UL/CSA | - | -
MCPA-1VG | CtrlPanel, 1-Mtr, 1/2 HP, 208/230v,3Ø,60Hz, Hot Water/Steam | 850 | STD2 | Accessory | Control Panel | HW/S | - | - | 208/230 | 60 | Gray | 0.5 | V | G | - | - | 1 | - | - | - | - | - | - | - | - | UL/CSA | - | -
MCPA-1VH | CtrlPanel, 1-Mtr, 1/2 HP, 460v,3Ø,60Hz, Hot Water/Steam | 850 | STD2 | Accessory | Control Panel | HW/S | - | - | 460 | 60 | Gray | 0.5 | V | H | - | - | 1 | - | - | - | - | - | - | - | - | UL/CSA | - | -
MCPA-1VI | CtrlPanel, 1-Mtr, 1/2 HP, 575v,3Ø,60Hz, Hot Water/Steam | 1000 | STD2 | Accessory | Control Panel | HW/S | - | - | 575 | 60 | Gray | 0.5 | V | I | - | - | 1 | - | - | - | - | - | - | - | - | UL/CSA | - | -
MCPA-2VA | CtrlPanel, 2-Mtr, 1/2 HP, 115v,1Ø,60Hz, Hot Water/Steam | 1190 | STD2 | Accessory | Control Panel | HW/S | - | 115 | - | 60 | Gray | 0.5 | V | A | - | - | 2 | - | - | - | - | - | - | - | - | UL/CSA | - | -
MCPA-2VD | CtrlPanel, 2-Mtr, 1/2 HP, 208/230v,1Ø,60Hz, Hot Water/Steam | 1190 | STD2 | Accessory | Control Panel | HW/S | - | 208/230 | - | 60 | Gray | 0.5 | V | D | - | - | 2 | - | - | - | - | - | - | - | - | UL/CSA | - | -
MCPA-2VG | CtrlPanel, 2-Mtr, 1/2 HP, 208/230v,3Ø,60Hz, Hot Water/Steam | 1190 | STD2 | Accessory | Control Panel | HW/S | - | - | 208/230 | 60 | Gray | 0.5 | V | G | - | - | 2 | - | - | - | - | - | - | - | - | UL/CSA | - | -
MCPA-2VH | CtrlPanel, 2-Mtr, 1/2 HP, 460v,3Ø,60Hz, Hot Water/Steam | 1190 | STD2 | Accessory | Control Panel | HW/S | - | - | 460 | 60 | Gray | 0.5 | V | H | - | - | 2 | - | - | - | - | - | - | - | - | UL/CSA | - | -
MCPA-2VI | CtrlPanel, 2-Mtr, 1/2 HP, 575v,3Ø,60Hz, Hot Water/Steam | 1340 | STD2 | Accessory | Control Panel | HW/S | - | - | 575 | 60 | Gray | 0.5 | V | I | - | - | 2 | - | - | - | - | - | - | - | - | UL/CSA | - | -
MCPA-3VA- | CtrlPanel, 3-Mtr, 1/2 HP, 115v,1Ø,60Hz, Hot Water/Steam | 1430 | STD2 | Accessory | Control Panel | HW/S | - | 115 | - | 60 | Gray | 0.5 | V | A | - | - | 3 | - | - | - | - | - | - | - | - | UL/CSA | - | -
MCPA-3VD | CtrlPanel, 3-Mtr, 1/2 HP, 208/230v,1Ø,60Hz, Hot Water/Steam | 1430 | STD2 | Accessory | Control Panel | HW/S | - | 208/230 | - | 60 | Gray | 0.5 | V | D | - | - | 3 | - | - | - | - | - | - | - | - | UL/CSA | - | -
MCPA-3VG | CtrlPanel, 3-Mtr, 1/2 HP, 208/230v,3Ø,60Hz, Hot Water/Steam | 1430 | STD2 | Accessory | Control Panel | HW/S | - | - | 208/230 | 60 | Gray | 0.5 | V | G | - | - | 3 | - | - | - | - | - | - | - | - | UL/CSA | - | -
MCPA-3VH | CtrlPanel, 3-Mtr, 1/2 HP, 460v,3Ø,60Hz, Hot Water/Steam | 1430 | STD2 | Accessory | Control Panel | HW/S | - | - | 460 | 60 | Gray | 0.5 | V | H | - | - | 3 | - | - | - | - | - | - | - | - | UL/CSA | - | -
MCPA-3VI | CtrlPanel, 3-Mtr, 1/2 HP, 575v,3Ø,60Hz, Hot Water/Steam | 1580 | STD2 | Accessory | Control Panel | HW/S | - | - | 575 | 60 | Gray | 0.5 | V | I | - | - | 3 | - | - | - | - | - | - | - | - | UL/CSA | - | -
MCPA-4VA | CtrlPanel, 4-Mtr, 1/2 HP, 115v,1Ø,60Hz, Hot Water/Steam | 1695 | STD2 | Accessory | Control Panel | HW/S | - | 115 | - | 60 | Gray | 0.5 | V | A | - | - | 4 | - | - | - | - | - | - | - | - | UL/CSA | - | -
MCPA-4VD | CtrlPanel, 4-Mtr, 1/2 HP, 208/230v,1Ø,60Hz, Hot Water/Steam | 1695 | STD2 | Accessory | Control Panel | HW/S | - | 208/230 | - | 60 | Gray | 0.5 | V | D | - | - | 4 | - | - | - | - | - | - | - | - | UL/CSA | - | -
MCPA-4VG | CtrlPanel, 4-Mtr, 1/2 HP, 208/230v,3Ø,60Hz, Hot Water/Steam | 1695 | STD2 | Accessory | Control Panel | HW/S | - | - | 208/230 | 60 | Gray | 0.5 | V | G | - | - | 4 | - | - | - | - | - | - | - | - | UL/CSA | - | -
MCPA-4VH | CtrlPanel, 4-Mtr, 1/2 HP, 460v,3Ø,60Hz, Hot Water/Steam | 1695 | STD2 | Accessory | Control Panel | HW/S | - | - | 460 | 60 | Gray | 0.5 | V | H | - | - | 4 | - | - | - | - | - | - | - | - | UL/CSA | - | -
MCPA-4VI | CtrlPanel, 4-Mtr, 1/2 HP, 575v,3Ø,60Hz, Hot Water/Steam | 1845 | STD2 | Accessory | Control Panel | HW/S | - | - | 575 | 60 | Gray | 0.5 | V | I | - | - | 4 | - | - | - | - | - | - | - | - | UL/CSA | - | -
MCPA-5VA | CtrlPanel, 5-Mtr, 1/2 HP, 115v,1Ø,60Hz, Hot Water/Steam | 1960 | STD2 | Accessory | Control Panel | HW/S | - | 115 | - | 60 | Gray | 0.5 | V | A | - | - | 5 | - | - | - | - | - | - | - | - | UL/CSA | - | -
MCPA-5VD | CtrlPanel, 5-Mtr, 1/2 HP, 208/230v,1Ø,60Hz, Hot Water/Steam | 1960 | STD2 | Accessory | Control Panel | HW/S | - | 208/230 | - | 60 | Gray | 0.5 | V | D | - | - | 5 | - | - | - | - | - | - | - | - | UL/CSA | - | -
MCPA-5VG | CtrlPanel, 5-Mtr, 1/2 HP, 208/230v,3Ø,60Hz, Hot Water/Steam | 1960 | STD2 | Accessory | Control Panel | HW/S | - | - | 208/230 | 60 | Gray | 0.5 | V | G | - | - | 5 | - | - | - | - | - | - | - | - | UL/CSA | - | -
MCPA-5VH | CtrlPanel, 5-Mtr, 1/2 HP, 460v,3Ø,60Hz, Hot Water/Steam | 1960 | STD2 | Accessory | Control Panel | HW/S | - | - | 460 | 60 | Gray | 0.5 | V | H | - | - | 5 | - | - | - | - | - | - | - | - | UL/CSA | - | -
MCPA-5VI | CtrlPanel, 5-Mtr, 1/2 HP, 575v,3Ø,60Hz, Hot Water/Steam | 2110 | STD2 | Accessory | Control Panel | HW/S | - | - | 575 | 60 | Gray | 0.5 | V | I | - | - | 5 | - | - | - | - | - | - | - | - | UL/CSA | - | -
MCPA-6VA | CtrlPanel, 6-Mtr, 1/2 HP, 115v,1Ø,60Hz, Hot Water/Steam | 2225 | STD2 | Accessory | Control Panel | HW/S | - | 115 | - | 60 | Gray | 0.5 | V | A | - | - | 6 | - | - | - | - | - | - | - | - | UL/CSA | - | -
MCPA-6VD | CtrlPanel, 6-Mtr, 1/2 HP, 208/230v,1Ø,60Hz, Hot Water/Steam | 2225 | STD2 | Accessory | Control Panel | HW/S | - | 208/230 | - | 60 | Gray | 0.5 | V | D | - | - | 6 | - | - | - | - | - | - | - | - | UL/CSA | - | -
MCPA-6VG | CtrlPanel, 6-Mtr, 1/2 HP, 208/230v,3Ø,60Hz, Hot Water/Steam | 2225 | STD2 | Accessory | Control Panel | HW/S | - | - | 208/230 | 60 | Gray | 0.5 | V | G | - | - | 6 | - | - | - | - | - | - | - | - | UL/CSA | - | -
MCPA-6VH | CtrlPanel, 6-Mtr, 1/2 HP, 460v,3Ø,60Hz, Hot Water/Steam | 2225 | STD2 | Accessory | Control Panel | HW/S | - | - | 460 | 60 | Gray | 0.5 | V | H | - | - | 6 | - | - | - | - | - | - | - | - | UL/CSA | - | -
MCPA-6VI | CtrlPanel, 6-Mtr, 1/2 HP, 575v,3Ø,60Hz, Hot Water/Steam | 2375 | STD2 | Accessory | Control Panel | HW/S | - | - | 575 | 60 | Gray | 0.5 | V | I | - | - | 6 | - | - | - | - | - | - | - | - | UL/CSA | - | -
MCPB-1VA | CtrlPanel, 1-Mtr, 1 HP, 115v,1Ø,60Hz, Hot Water/Steam | 850 | HV2 | Accessory | Control Panel | HW/S | - | 115 | - | 60 | Gray | 1 | V | A | - | - | 1 | - | - | - | - | - | - | - | - | UL/CSA | - | -
MCPB-1VD | CtrlPanel, 1-Mtr, 1 HP, 208/230v,1Ø,60Hz, Hot Water/Steam | 850 | HV2 | Accessory | Control Panel | HW/S | - | 208/230 | - | 60 | Gray | 1 | V | D | - | - | 1 | - | - | - | - | - | - | - | - | UL/CSA | - | -
MCPB-1VG | CtrlPanel, 1-Mtr, 1 HP, 208/230v,3Ø,60Hz, Hot Water/Steam | 850 | HV2 | Accessory | Control Panel | HW/S | - | - | 208/230 | 60 | Gray | 1 | V | G | - | - | 1 | - | - | - | - | - | - | - | - | UL/CSA | - | -
MCPB-1VH | CtrlPanel, 1-Mtr, 1 HP, 460v,3Ø,60Hz, Hot Water/Steam | 850 | HV2 | Accessory | Control Panel | HW/S | - | - | 460 | 60 | Gray | 1 | V | H | - | - | 1 | - | - | - | - | - | - | - | - | UL/CSA | - | -
MCPB-1VI | CtrlPanel, 1-Mtr, 1 HP, 575v,3Ø,60Hz, Hot Water/Steam | 1000 | HV2 | Accessory | Control Panel | HW/S | - | - | 575 | 60 | Gray | 1 | V | I | - | - | 1 | - | - | - | - | - | - | - | - | UL/CSA | - | -
MCPB-2VA | CtrlPanel, 2-Mtr, 1 HP, 115v,1Ø,60Hz, Hot Water/Steam | 1190 | HV2 | Accessory | Control Panel | HW/S | - | 115 | - | 60 | Gray | 1 | V | A | - | - | 2 | - | - | - | - | - | - | - | - | UL/CSA | - | -
MCPB-2VD | CtrlPanel, 2-Mtr, 1 HP, 208/230v,3Ø,60Hz, Hot Water/Steam | 1190 | HV2 | Accessory | Control Panel | HW/S | - | 208/230 | - | 60 | Gray | 1 | V | D | - | - | 2 | - | - | - | - | - | - | - | - | UL/CSA | - | -
MCPB-2VG | CtrlPanel, 2-Mtr, 1 HP, 208/230v,3Ø,60Hz, Hot Water/Steam | 1190 | HV2 | Accessory | Control Panel | HW/S | - | - | 208/230 | 60 | Gray | 1 | V | G | - | - | 2 | - | - | - | - | - | - | - | - | UL/CSA | - | -
MCPB-2VH | CtrlPanel, 2-Mtr, 1 HP, 460v,3Ø,60Hz, Hot Water/Steam | 1190 | HV2 | Accessory | Control Panel | HW/S | - | - | 460 | 60 | Gray | 1 | V | H | - | - | 2 | - | - | - | - | - | - | - | - | UL/CSA | - | -
MCPB-2VI | CtrlPanel, 2-Mtr, 1 HP, 575v,3Ø,60Hz, Hot Water/Steam | 1340 | HV2 | Accessory | Control Panel | HW/S | - | - | 575 | 60 | Gray | 1 | V | I | - | - | 2 | - | - | - | - | - | - | - | - | UL/CSA | - | -
MCPB-3VA | CtrlPanel, 3-Mtr, 1 HP, 115v,1Ø,60Hz, Hot Water/Steam | 1430 | HV2 | Accessory | Control Panel | HW/S | - | 115 | - | 60 | Gray | 1 | V | A | - | - | 3 | - | - | - | - | - | - | - | - | UL/CSA | - | -
MCPB-3VD | CtrlPanel, 3-Mtr, 1 HP, 208/230v,1Ø,60Hz, Hot Water/Steam | 1430 | HV2 | Accessory | Control Panel | HW/S | - | 208/230 | - | 60 | Gray | 1 | V | D | - | - | 3 | - | - | - | - | - | - | - | - | UL/CSA | - | -
MCPB-3VG | CtrlPanel, 3-Mtr, 1 HP, 208/230v,3Ø,60Hz, Hot Water/Steam | 1430 | HV2 | Accessory | Control Panel | HW/S | - | - | 208/230 | 60 | Gray | 1 | V | G | - | - | 3 | - | - | - | - | - | - | - | - | UL/CSA | - | -
MCPB-3VH | CtrlPanel, 3-Mtr, 1 HP, 460v,3Ø,60Hz, Hot Water/Steam | 1430 | HV2 | Accessory | Control Panel | HW/S | - | - | 460 | 60 | Gray | 1 | V | H | - | - | 3 | - | - | - | - | - | - | - | - | UL/CSA | - | -
MCPB-3VI | CtrlPanel, 3-Mtr, 1 HP, 575v,3Ø,60Hz, Hot Water/Steam | 1580 | HV2 | Accessory | Control Panel | HW/S | - | - | 575 | 60 | Gray | 1 | V | I | - | - | 3 | - | - | - | - | - | - | - | - | UL/CSA | - | -
MCPB-4VA | CtrlPanel, 4-Mtr, 1 HP, 115v,1Ø,60Hz, Hot Water/Steam | 1755 | HV2 | Accessory | Control Panel | HW/S | - | 115 | - | 60 | Gray | 1 | V | A | - | - | 4 | - | - | - | - | - | - | - | - | UL/CSA | - | -
MCPB-4VD | CtrlPanel, 4-Mtr, 1 HP, 208/230v,1Ø,60Hz, Hot Water/Steam | 1755 | HV2 | Accessory | Control Panel | HW/S | - | 208/230 | - | 60 | Gray | 1 | V | D | - | - | 4 | - | - | - | - | - | - | - | - | UL/CSA | - | -
MCPB-4VG | CtrlPanel, 4-Mtr, 1 HP, 208/230v,3Ø,60Hz, Hot Water/Steam | 1755 | HV2 | Accessory | Control Panel | HW/S | - | - | 208/230 | 60 | Gray | 1 | V | G | - | - | 4 | - | - | - | - | - | - | - | - | UL/CSA | - | -
MCPB-4VH | CtrlPanel, 4-Mtr, 1 HP, 460v,3Ø,60Hz, Hot Water/Steam | 1755 | HV2 | Accessory | Control Panel | HW/S | - | - | 460 | 60 | Gray | 1 | V | H | - | - | 4 | - | - | - | - | - | - | - | - | UL/CSA | - | -
MCPB-4VI | CtrlPanel, 4-Mtr, 1 HP, 575v,3Ø,60Hz, Hot Water/Steam | 1905 | HV2 | Accessory | Control Panel | HW/S | - | - | 575 | 60 | Gray | 1 | V | I | - | - | 4 | - | - | - | - | - | - | - | - | UL/CSA | - | -
MCPB-5VA | CtrlPanel, 5-Mtr, 1 HP, 115v,1Ø,60Hz, Hot Water/Steam | 2080 | HV2 | Accessory | Control Panel | HW/S | - | 115 | - | 60 | Gray | 1 | V | A | - | - | 5 | - | - | - | - | - | - | - | - | UL/CSA | - | -
MCPB-5VD | CtrlPanel, 5-Mtr, 1 HP, 208/230v,1Ø,60Hz, Hot Water/Steam | 2080 | HV2 | Accessory | Control Panel | HW/S | - | 208/230 | - | 60 | Gray | 1 | V | D | - | - | 5 | - | - | - | - | - | - | - | - | UL/CSA | - | -
MCPB-5VG | CtrlPanel, 5-Mtr, 1 HP, 208/230v,3Ø,60Hz, Hot Water/Steam | 2080 | HV2 | Accessory | Control Panel | HW/S | - | - | 208/230 | 60 | Gray | 1 | V | G | - | - | 5 | - | - | - | - | - | - | - | - | UL/CSA | - | -
MCPB-5VH | CtrlPanel, 5-Mtr, 1 HP, 460v,3Ø,60Hz, Hot Water/Steam | 2080 | HV2 | Accessory | Control Panel | HW/S | - | - | 460 | 60 | Gray | 1 | V | H | - | - | 5 | - | - | - | - | - | - | - | - | UL/CSA | - | -
MCPB-5VI | CtrlPanel, 5-Mtr, 1 HP, 575v,3Ø,60Hz, Hot Water/Steam | 2230 | HV2 | Accessory | Control Panel | HW/S | - | - | 575 | 60 | Gray | 1 | V | I | - | - | 5 | - | - | - | - | - | - | - | - | UL/CSA | - | -
MCPB-6VA | CtrlPanel, 6-Mtr, 1 HP, 115v,1Ø,60Hz, Hot Water/Steam | 2405 | HV2 | Accessory | Control Panel | HW/S | - | 115 | - | 60 | Gray | 1 | V | A | - | - | 6 | - | - | - | - | - | - | - | - | UL/CSA | - | -
MCPB-6VD | CtrlPanel, 6-Mtr, 1 HP, 208/230v,1Ø,60Hz, Hot Water/Steam | 2405 | HV2 | Accessory | Control Panel | HW/S | - | 208/230 | - | 60 | Gray | 1 | V | D | - | - | 6 | - | - | - | - | - | - | - | - | UL/CSA | - | -
MCPB-6VG | CtrlPanel, 6-Mtr, 1 HP, 208/230v,3Ø,60Hz, Hot Water/Steam | 2405 | HV2 | Accessory | Control Panel | HW/S | - | - | 208/230 | 60 | Gray | 1 | V | G | - | - | 6 | - | - | - | - | - | - | - | - | UL/CSA | - | -
MCPB-6VH | CtrlPanel, 6-Mtr, 1 HP, 460v,3Ø,60Hz, Hot Water/Steam | 2405 | HV2 | Accessory | Control Panel | HW/S | - | - | 460 | 60 | Gray | 1 | V | H | - | - | 6 | - | - | - | - | - | - | - | - | UL/CSA | - | -
MCPB-6VI | CtrlPanel, 6-Mtr, 1 HP, 575v,3Ø,60Hz, Hot Water/Steam | 2555 | HV2 | Accessory | Control Panel | HW/S | - | - | 575 | 60 | Gray | 1 | V | I | - | - | 6 | - | - | - | - | - | - | - | - | UL/CSA | - | -
MCPD-1VH | CtrlPanel, 1-Mtr, 3 HP, 460v,3Ø,60Hz, Hot Water/Steam | 1000 | EP2 | Accessory | Control Panel | HW/S | - | - | 460 | 60 | Gray | 3 | V | H | - | - | 1 | - | - | - | - | - | - | - | - | UL/CSA | - | -
MCPD-1VI | CtrlPanel, 1-Mtr, 3 HP, 575v,3Ø,60Hz, Hot Water/Steam | 1150 | EP2 | Accessory | Control Panel | HW/S | - | - | 575 | 60 | Gray | 3 | V | I | - | - | 1 | - | - | - | - | - | - | - | - | UL/CSA | - | -
MCPD-2VH | CtrlPanel, 2-Mtr, 3 HP, 460v,3Ø,60Hz, Steam/HotWater | 1320 | EP2 | Accessory | Control Panel | HW/S | - | - | 460 | 60 | Gray | 3 | V | H | - | - | 2 | - | - | - | - | - | - | - | - | UL/CSA | - | -
MCPD-2VI | CtrlPanel, 2-Mtr, 3 HP, 575v,3Ø,60Hz, Steam/HotWater | 1470 | EP2 | Accessory | Control Panel | HW/S | - | - | 575 | 60 | Gray | 3 | V | I | - | - | 2 | - | - | - | - | - | - | - | - | UL/CSA | - | -
MCPD-3VG | CtrlPanel, 3-Mtr, 3 HP, 208/230v,3Ø,60Hz, Hot Water/Steam | 1633 | EP2 | Accessory | Control Panel | HW/S | - | - | 208/230 | 60 | Gray | 3 | V | G | - | - | 3 | - | - | - | - | - | - | - | - | UL/CSA | - | -
MCPD-3VH | CtrlPanel, 3-Mtr, 3 HP, 460v,3Ø,60Hz, Hot Water/Steam | 1633 | EP2 | Accessory | Control Panel | HW/S | - | - | 460 | 60 | Gray | 3 | V | H | - | - | 3 | - | - | - | - | - | - | - | - | UL/CSA | - | -
MCPD-3VI | CtrlPanel, 3-Mtr, 3 HP, 575v,3Ø,60Hz, Hot Water/Steam | 1783 | EP2 | Accessory | Control Panel | HW/S | - | - | 575 | 60 | Gray | 3 | V | I | - | - | 3 | - | - | - | - | - | - | - | - | UL/CSA | - | -
MCPD-4VG | CtrlPanel, 4-Mtr, 3 HP, 208/230v,3Ø,60Hz, Hot Water/Steam | 1970 | EP2 | Accessory | Control Panel | HW/S | - | - | 208/230 | 60 | Gray | 3 | V | G | - | - | 4 | - | - | - | - | - | - | - | - | UL/CSA | - | -
MCPD-4VH | CtrlPanel, 4-Mtr, 3 HP, 460v,3Ø,60Hz, Hot Water/Steam | 1970 | EP2 | Accessory | Control Panel | HW/S | - | - | 460 | 60 | Gray | 3 | V | H | - | - | 4 | - | - | - | - | - | - | - | - | UL/CSA | - | -
MCPD-4VI | CtrlPanel, 4-Mtr, 3 HP, 575v,3Ø,60Hz, Hot Water/Steam | 2120 | EP2 | Accessory | Control Panel | HW/S | - | - | 575 | 60 | Gray | 3 | V | I | - | - | 4 | - | - | - | - | - | - | - | - | UL/CSA | - | -
MCPD-5VG | CtrlPanel, 5-Mtr, 3 HP, 208/230v,3Ø,60Hz, Hot Water/Steam | 2310 | EP2 | Accessory | Control Panel | HW/S | - | - | 208/230 | 60 | Gray | 3 | V | G | - | - | 5 | - | - | - | - | - | - | - | - | UL/CSA | - | -
MCPD-5VH | CtrlPanel, 5-Mtr, 3 HP, 460v,3Ø,60Hz, Hot Water/Steam | 2310 | EP2 | Accessory | Control Panel | HW/S | - | - | 460 | 60 | Gray | 3 | V | H | - | - | 5 | - | - | - | - | - | - | - | - | UL/CSA | - | -
MCPD-5VI | CtrlPanel, 5-Mtr, 3 HP, 575v,1Ø,60Hz, Hot Water/Steam | 2460 | EP2 | Accessory | Control Panel | HW/S | - | - | 575 | 60 | Gray | 3 | V | I | - | - | 5 | - | - | - | - | - | - | - | - | UL/CSA | - | -
MCPD-6VG | CtrlPanel, 6-Mtr, 3 HP, 208/230v,3Ø,60Hz, Hot Water/Steam | 2645 | EP2 | Accessory | Control Panel | HW/S | - | - | 208/230 | 60 | Gray | 3 | V | G | - | - | 6 | - | - | - | - | - | - | - | - | UL/CSA | - | -
MCPD-6VH | CtrlPanel, 6-Mtr, 3 HP, 460v,3Ø,60Hz, Hot Water/Steam | 2645 | EP2 | Accessory | Control Panel | HW/S | - | - | 460 | 60 | Gray | 3 | V | H | - | - | 6 | - | - | - | - | - | - | - | - | UL/CSA | - | -
MCPD-6VI | CtrlPanel, 6-Mtr, 3 HP, 575v,3Ø,60Hz, Hot Water/Steam | 2795 | HV2 | Accessory | Control Panel | HW/S | - | - | 575 | 60 | Gray | 3 | V | I | - | - | 6 | - | - | - | - | - | - | - | - | UL/CSA | - | -
Door Limit Switches
99-018 | Switch, Commercial Plastic, Magnetic, Reed, Surf. Mntd, 24v, NEMA1 (Cntrlr or Pnl Req) | 45 | All | Accessory | Limit Switch | - | - | - | - | - | - | - | - | - | - | - | - | - | - | - | - | - | - | - | - | - | - | -
99-124 | Switch, Industrial Metallic, Magnetic Reed, Floor Mntd, 120v, NEMA1 (Cntrlr or Pnl Req) | 230 | All | Accessory | Limit Switch | - | - | - | - | - | - | - | - | - | - | - | - | - | - | - | - | - | - | - | - | - | - | -
99-125 | Switch, Industrial Metallic, Magnetic Reed, Surface Mntd, 120v, NEMA1 (Cntrlr or Pnl Req) | 230 | All | Accessory | Limit Switch | - | - | - | - | - | - | - | - | - | - | - | - | - | - | - | - | - | - | - | - | - | - | -
99-275 | Switch, Commercial Plastic, Magnetic, Reed, Flush Mntd, 24v, NEMA1 (Cntrlr or Pnl Req) | 40 | All | Accessory | Limit Switch | - | - | - | - | - | - | - | - | - | - | - | - | - | - | - | - | - | - | - | - | - | - | -
99-013 | Switch, Roller only, TZ 6104, 20A@125V, 20A@125V, up to 1HP w/o pnl (remote mounted by others) | 70 | All | Accessory | Limit Switch | - | - | - | - | - | - | - | - | - | - | - | - | - | - | - | - | - | - | - | - | - | - | -
99-014 | Switch, Combination Plunger/Roller, TZ 6112, 20A@250V 20A@125V, up to 1HPl (rmt mnt by others) | 100 | All | Accessory | Limit Switch | - | - | - | - | - | - | - | - | - | - | - | - | - | - | - | - | - | - | - | - | - | - | -
99-012 | Switch, Plunger only, TZ6001, "Old Style", 20A@125V, 20A@250V, SP, up to 1HP (Rmt mtd by others) | 60 | All | Accessory | Limit Switch | - | - | - | - | - | - | - | - | - | - | - | - | - | - | - | - | - | - | - | - | - | - | -
Brackets
B0004 | Kit, Brckt, Mntng, Adj, Stl, 3 1/2" Clearance, OB, (Set of 2)(Replaces J0004-** & J0741) | 205 | STD2/N2/HV2/NH2/EP2 | Accessory | Mounting Bracket | Unhtd/Elec/HW/S | - | - | - | - | OB | - | - | - | - | - | - | - | - | - | - | - | - | - | - | - | - | -
B0005 | Kit, Brckt, Mntng, Adj, Stl, 7", 9", 11" & 13" Clearance, OB, (Set of 2)(Replaces J0005-** to J0007-** & J0702) | 230 | STD2/N2/HV2/NH2/EP2 | Accessory | Mounting Bracket | Unhtd/Elec/HW/S | - | - | - | - | OB | - | - | - | - | - | - | - | - | - | - | - | - | - | - | - | - | -
B0020 | Kit, Brckt, Mntng, Side Ext, 4", 6", 8" & 10" Clearance, OB (Set of 2)(Replaces J0016-** to J0018-** & J0731) | 250 | STD2/N2/HV2/NH2/EP2 | Accessory | Mounting Bracket | Unhtd/Elec/HW/S | - | - | - | - | OB | - | - | - | - | - | - | - | - | - | - | - | - | - | - | - | - | -
B0008 | Kit, Brckt, Mntng, Extended Wall,Stl, 10" Clearance, OB, (Set of 2)(Replaces J0008G-OB) | 275 | STD2/N2/HV2/NH2/EP2 | Accessory | Mounting Bracket | Unhtd/Elec/HW/S | - | - | - | - | OB | - | - | - | - | - | - | - | - | - | - | - | - | - | - | - | - | -
B0009 | Kit, Brckt, Mntng, Extended Wall,Stl, 16" Clearance, OB, (Set of 2)(Replaces J0009G-OB) | 275 | STD2/N2/HV2/NH2/EP2 | Accessory | Mounting Bracket | Unhtd/Elec/HW/S | - | - | - | - | OB | - | - | - | - | - | - | - | - | - | - | - | - | - | - | - | - | -
B0010 | Kit, Brckt, Mntng, Extended Wall,Stl, 19" Clearance, OB, (Set of 2)(Replaces J0010G-OB) | 295 | STD2/N2/HV2/NH2/EP2 | Accessory | Mounting Bracket | Unhtd/Elec/HW/S | - | - | - | - | OB | - | - | - | - | - | - | - | - | - | - | - | - | - | - | - | - | -
B0011 | Kit, Brckt, Mntng, Extended Wall,Stl, 23" Clearance, OB, (Set of 2)(Replaces J0011G-OB) | 355 | STD2/N2/HV2/NH2/EP2 | Accessory | Mounting Bracket | Unhtd/Elec/HW/S | - | - | - | - | OB | - | - | - | - | - | - | - | - | - | - | - | - | - | - | - | - | -
B0031 | Kit, Brckt, Unheated Top Mounting, LPV2, per unit, OB, (Set of 2)(Replaces 09-057OB) | 130 | LPN2/LPV2 | Accessory | Mounting Bracket | Unheated | - | - | - | - | OB | - | - | - | - | - | - | - | - | - | - | - | - | - | - | - | - | -
B0032 | Kit, Brckt, Heated Top Mounting, LPV2, per unit, OB, (Set of 2)(Replaces 09-056OB) | 130 | LPV2 | Accessory | Mounting Bracket | Electric | - | - | - | - | OB | - | - | - | - | - | - | - | - | - | - | - | - | - | - | - | - | -
B0041 | Kit, Brckt, Mntng, Transom, STD2, per unit, OB, (LH & RH), (Set of 2)(Replaces 09-058-OB) | 115 | STD2/N2 | Accessory | Mounting Bracket | Unhtd/Elec/HW/S | - | - | - | - | OB | - | - | - | - | - | - | - | - | - | - | - | - | - | - | - | - | -
B0042 | Kit, Brckt, Transom Mounting, LPV2, OB, (LH & RH), (Set of 2)(Replaces J0041) | 115 | LPV2/LPN2 | Accessory | Mounting Bracket | Unhtd/Elec/HW/S | - | - | - | - | OB | - | - | - | - | - | - | - | - | - | - | - | - | - | - | - | - | -
Filters
J0525 | Filter, Kit, Alum, Washable, LP2, 25" Set of 2, (1) 23 7/8" (L)x 7 5/8"(H) | 55 | LPN2/LPV2 | Accessory | Aluminum Filters | All | - | - | - | - | - | - | - | - | - | - | - | - | - | - | - | - | - | - | - | - | - | -
J0536 | Filter, Kit, Alum, Washable, LP2, 36" Set of 2, (1) 34 7/8" (L)x 7 5/8"(H) | 75 | LPN2/LPV2 | Accessory | Aluminum Filters | All | - | - | - | - | - | - | - | - | - | - | - | - | - | - | - | - | - | - | - | - | - | -
J0542 | Filter, Kit, Alum, Washable, LP2, 42" Set of 2, (1) 40 7/8" (L)x 7 5/8"(H) | 95 | LPN2/LPV2 | Accessory | Aluminum Filters | All | - | - | - | - | - | - | - | - | - | - | - | - | - | - | - | - | - | - | - | - | - | -
J0548 | Filter, Kit, Alum, Washable, LP2, 48" Set of 2, (1) 46 7/8" (L)x 7 5/8"(H) | 105 | LPN2/LPV2 | Accessory | Aluminum Filters | All | - | - | - | - | - | - | - | - | - | - | - | - | - | - | - | - | - | - | - | - | - | -
J0560 | Filter, Kit, Alum, Washable, LP2, 60" Set of 2, (1) 58 7/8" (L)x 7 5/8"(H) | 130 | LPN2/LPV2 | Accessory | Aluminum Filters | All | - | - | - | - | - | - | - | - | - | - | - | - | - | - | - | - | - | - | - | - | - | -
J0572 | Filter, Kit, Alum, Washable, LP2, 72" Set of 2, (2) 34 7/8" (L)x 7 5/8"(H) | 160 | LPN2/LPV2 | Accessory | Aluminum Filters | All | - | - | - | - | - | - | - | - | - | - | - | - | - | - | - | - | - | - | - | - | - | -
J0584 | Filter, Kit, Alum, Washable, LP2, 84" Set of 2, (2) 40 7/8" (L)x 7 5/8"(H) | 185 | LPN2/LPV2 | Accessory | Aluminum Filters | All | - | - | - | - | - | - | - | - | - | - | - | - | - | - | - | - | - | - | - | - | - | -
J0596 | Filter, Kit, Alum, Washable, LP2, 96" Set of 2, (2) 40 7/8" (L)x 7 5/8"(H) | 210 | LPN2/LPV2 | Accessory | Aluminum Filters | All | - | - | - | - | - | - | - | - | - | - | - | - | - | - | - | - | - | - | - | - | - | -
J05108 | Filter, Kit, Alum, Washable, LP2, 108" Set of 2, (2)29 7/16" & (2) 46 7/8" (L) x 7 5/8"(H) | 240 | LPN2/LPV2 | Accessory | Aluminum Filters | All | - | - | - | - | - | - | - | - | - | - | - | - | - | - | - | - | - | - | - | - | - | -
J05120 | Filter, Kit, Alum, Washable, LP2, 120" Set of 2, (4) 29 7/16" (L) x 7 5/8"(H) | 265 | LPN2/LPV2 | Accessory | Aluminum Filters | All | - | - | - | - | - | - | - | - | - | - | - | - | - | - | - | - | - | - | - | - | - | -
J05144 | Filter, Kit, Alum, Washable, LP2, 144" Set of 2, (4) 35 7/16" (L) x 7 5/8"(H) | 320 | LPN2/LPV2 | Accessory | Aluminum Filters | All | - | - | - | - | - | - | - | - | - | - | - | - | - | - | - | - | - | - | - | - | - | -
J2136 | Filter, Kit, Alum, Washable, STD2/PH, 36" Set of 2, (2) 34 3/8" x 11 1/2" | 75 | N2/STD2/PH | Accessory | Aluminum Filters | All | - | - | - | - | - | - | - | - | - | - | - | - | - | - | - | - | - | - | - | - | - | -
J2142 | Filter, Kit, Alum, Washable, STD2/PH, 42" Set of 2, (2) 40 3/8" x 11 1/2" | 95 | N2/STD2/PH | Accessory | Aluminum Filters | All | - | - | - | - | - | - | - | - | - | - | - | - | - | - | - | - | - | - | - | - | - | -
J2148 | Filter, Kit, Alum, Washable, STD2/PH, 48" Set of 2, (2) 46 3/8" x 11 1/2" | 105 | N2/STD2/PH | Accessory | Aluminum Filters | All | - | - | - | - | - | - | - | - | - | - | - | - | - | - | - | - | - | - | - | - | - | -
J2160 | Filter, Kit, Alum, Washable, STD2/PH, 60" Set of 2, (4) 29 3/16" x 11 1/2" | 130 | N2/STD2/PH | Accessory | Aluminum Filters | All | - | - | - | - | - | - | - | - | - | - | - | - | - | - | - | - | - | - | - | - | - | -
J2164 | Filter, Kit, Alum, Washable, STD2/PH, 64" Set of 2, (4) 31 3/16" x 11 1/2" | 145 | N2/STD2/PH | Accessory | Aluminum Filters | All | - | - | - | - | - | - | - | - | - | - | - | - | - | - | - | - | - | - | - | - | - | -
J2172 | Filter, Kit, Alum, Washable, STD2/PH, 72" Set of 2, (4) 34 3/8" x 11 1/2" | 160 | N2/STD2/PH | Accessory | Aluminum Filters | All | - | - | - | - | - | - | - | - | - | - | - | - | - | - | - | - | - | - | - | - | - | -
J2184 | Filter, Kit, Alum, Washable, STD2/PH, 84" Set of 2, (4) 40 3/8" x 11 1/2" | 185 | N2/STD2/PH | Accessory | Aluminum Filters | All | - | - | - | - | - | - | - | - | - | - | - | - | - | - | - | - | - | - | - | - | - | -
J2196 | Filter, Kit, Alum, Washable, STD2/PH, 96" Set of 2, (4) 46 3/8" x 11 1/2" | 210 | N2/STD2/PH | Accessory | Aluminum Filters | All | - | - | - | - | - | - | - | - | - | - | - | - | - | - | - | - | - | - | - | - | - | -
J21108-2 | Filter, Kit, Alum, Washable, STD2108-2/PH, 108" Set of 2, (8) 26 3/16" x 11 1/2" | 235 | N2/STD2/PH | Accessory | Aluminum Filters | All | - | - | - | - | - | - | - | - | - | - | - | - | - | - | - | - | - | - | - | - | - | -
J21108-3 | Filter, Kit, Alum, Washable, STD2108-3/PH, 108" Set of 2, (6) 34 3/8" x 11 1/2" | 235 | N2/STD2/PH | Accessory | Aluminum Filters | All | - | - | - | - | - | - | - | - | - | - | - | - | - | - | - | - | - | - | - | - | - | -
J21120-2 | Filter, Kit, Alum, Washable, STD2120-2/PH, 120" Set of 2, (8) 29 3/16" x 11 1/2" | 240 | N2/STD2/PH | Accessory | Aluminum Filters | All | - | - | - | - | - | - | - | - | - | - | - | - | - | - | - | - | - | - | - | - | - | -
J21120-3 | Filter, Kit, Alum, Washable, STD2120-3/PH, 120" Set of 2, (6) 38 3/4" x 11 1/2" | 265 | N2/STD2/PH | Accessory | Aluminum Filters | All | - | - | - | - | - | - | - | - | - | - | - | - | - | - | - | - | - | - | - | - | - | -
J21144 | Filter, Kit, Alum, Washable, STD2/PH, 144" Set of 2, (6) 46 3/8" x 11 1/2" | 320 | N2/STD2/PH | Accessory | Aluminum Filters | All | - | - | - | - | - | - | - | - | - | - | - | - | - | - | - | - | - | - | - | - | - | -
J21144-4 | Filter, Kit, Alum, Washable, STD2/PH, 144" Set of 2, (8) 34 3/8" x 11 1/2" | 330 | N2/STD2/PH | Accessory | Aluminum Filters | All | - | - | - | - | - | - | - | - | - | - | - | - | - | - | - | - | - | - | - | - | - | -
J2236 | Filter, Kit, Alum, Washable, HV2/EP2, 36" Set of 2, (2) 34 1/4"" x 15 1/8" | 75 | NH2/HV2/EP2 | Accessory | Aluminum Filters | All | - | - | - | - | - | - | - | - | - | - | - | - | - | - | - | - | - | - | - | - | - | -
J2242 | Filter, Kit, Alum, Washable, HV2/EP2, 42" Set of 2, (2) 40 1/4" x 15 1/8" | 95 | NH2/HV2/EP2 | Accessory | Aluminum Filters | All | - | - | - | - | - | - | - | - | - | - | - | - | - | - | - | - | - | - | - | - | - | -
J2248 | Filter, Kit, Alum, Washable, HV2/EP2, 48" Set of 2, (2) 46 1/4" x 15 1/8" | 105 | NH2/HV2/EP2 | Accessory | Aluminum Filters | All | - | - | - | - | - | - | - | - | - | - | - | - | - | - | - | - | - | - | - | - | - | -
J2260 | Filter, Kit, Alum, Washable, HV2/EP2, 60" Set of 2, (4) 29 1/8" x 15 1/8" | 130 | NH2/HV2/EP2 | Accessory | Aluminum Filters | All | - | - | - | - | - | - | - | - | - | - | - | - | - | - | - | - | - | - | - | - | - | -
J2272 | Filter, Kit, Alum, Washable, HV2/EP2, 72" Set of 2, (4) 34 1/4" x 15 1/8" | 160 | NH2/HV2/EP2 | Accessory | Aluminum Filters | All | - | - | - | - | - | - | - | - | - | - | - | - | - | - | - | - | - | - | - | - | - | -
J2284 | Filter, Kit, Alum, Washable, HV2/EP2, 84" Set of 2, (4) 40 1/4" x 15 1/8" | 185 | NH2/HV2/EP2 | Accessory | Aluminum Filters | All | - | - | - | - | - | - | - | - | - | - | - | - | - | - | - | - | - | - | - | - | - | -
J2296 | Filter, Kit, Alum, Washable, HV2/EP2, 96" Set of 2, (4) 46 1/4" x 15 1/8" | 210 | NH2/HV2/EP2 | Accessory | Aluminum Filters | All | - | - | - | - | - | - | - | - | - | - | - | - | - | - | - | - | - | - | - | - | - | -
J22108-2 | Filter, Kit, Alum, Washable, HV2108-2/EP2, 108" Set of 2, (8) 26 1/8" x 15 1/8" | 235 | NH2/HV2/EP2 | Accessory | Aluminum Filters | All | - | - | - | - | - | - | - | - | - | - | - | - | - | - | - | - | - | - | - | - | - | -
J22108-3 | Filter, Kit, Alum, Washable, HV2108-3/EP2, 108" Set of 2, (6) 34 1/4" x 15 1/8" | 235 | NH2/HV2/EP2 | Accessory | Aluminum Filters | All | - | - | - | - | - | - | - | - | - | - | - | - | - | - | - | - | - | - | - | - | - | -
J22120-2 | Filter, Kit, Alum, Washable, HV2/EP2120-2, 120" Set of 2, (8) 29 1/8" x 15 1/8" | 265 | NH2/HV2/EP2 | Accessory | Aluminum Filters | All | - | - | - | - | - | - | - | - | - | - | - | - | - | - | - | - | - | - | - | - | - | -
J22120-3 | Filter, Kit, Alum, Washable, HV2/EP2120-3, 120" Set of 2, (6) 38 1/4" x 15 1/8" | 265 | NH2/HV2/EP2 | Accessory | Aluminum Filters | All | - | - | - | - | - | - | - | - | - | - | - | - | - | - | - | - | - | - | - | - | - | -
J22144 | Filter, Kit, Alum, Washable, HV2/EP2, 144" Set of 2, (6) 46 1/4" x 15 1/8" | 320 | NH2/HV2/EP2 | Accessory | Aluminum Filters | All | - | - | - | - | - | - | - | - | - | - | - | - | - | - | - | - | - | - | - | - | - | -
J22144-4 | Filter, Kit, Alum, Washable, HV2/EP2, 144" Set of 2, (8) 34 1/4"" x 15 1/8" | 330 | NH2/HV2/EP2 | Accessory | Aluminum Filters | All | - | - | - | - | - | - | - | - | - | - | - | - | - | - | - | - | - | - | - | - | - | -
RIB Kits
J0021 | Kit, Controller, Commercial, Adj TD(6s-20m), 115V,1Ø w/Plastic Mag Reed Sw, Surf Mntd, 1/2HP max | 270 | LPN2/LPV2/STD2/N2 | Accessory | RIB Controller | Unheated | - | 115 | - | - | - | 0.5 | - | A | - | - | - | - | - | - | - | - | - | - | - | - | - | -
J0022 | Kit, Controller, Commercial, Adj TD(6s-20m), 208/230V, 1Ø w/Plastic Mag Reed Sw, Surf Mntd, 1/2HP max | 270 | LPN2/LPV2/STD2/N2 | Accessory | RIB Controller | Unheated | - | 208/230 | - | - | - | 0.5 | - | D | - | - | - | - | - | - | - | - | - | - | - | - | - | -
J0023 | Kit, Controller, Commercial, No TD, 115V,1Ø w/Plastic Mag Reed Sw, Surf Mntd, 1/2HP max | 200 | LPN2/LPV2/STD2/N2 | Accessory | RIB Controller | Unheated | - | 115 | - | - | - | 0.5 | - | A | - | - | - | - | - | - | - | - | - | - | - | - | - | -
J0024 | Kit, Controller, Commercial, No TD, 208/230V, 1Ø w/Plastic Mag Reed Sw, Surf Mntd, 1/2HP max | 200 | LPN2/LPV2/STD2/N2 | Accessory | RIB Controller | Unheated | - | 208/230 | - | - | - | 0.5 | - | D | - | - | - | - | - | - | - | - | - | - | - | - | - | -
J0101 | Kit, Controller, Commercial, Adj TD(6s-20m), 115V,1Ø w/Plastic Mag Reed Sw, Flush Mntd, 1/2HP max | 245 | LPN2/LPV2/STD2/N2 | Accessory | RIB Controller | Unheated | - | 115 | - | - | - | 0.5 | - | A | - | - | - | - | - | - | - | - | - | - | - | - | - | -
J0105 | Kit, Controller, Commercial, Adj TD(6s-20m), 208/230V, 1Ø w/Plastic Mag Reed Sw,Flush Mntd, 1/2HP max | 245 | LPN2/LPV2/STD2/N2 | Accessory | RIB Controller | Unheated | - | 208/230 | - | - | - | 0.5 | - | D | - | - | - | - | - | - | - | - | - | - | - | - | - | -
J0099 | Kit, Controller, Commercial, No TD, 115V,1Ø w/Plastic Mag Reed Sw, Flush Mntd, 1/2HP max | 180 | LPN2/LPV2/STD2/N2 | Accessory | RIB Controller | Unheated | - | 115 | - | - | - | 0.5 | - | A | - | - | - | - | - | - | - | - | - | - | - | - | - | -
J0103 | Kit, Controller, Commercial, No TD, 208/230V, 1Ø w/Plastic Mag Reed Sw, Flush Mntd, 1/2HP max | 180 | LPN2/LPV2/STD2/N2 | Accessory | RIB Controller | Unheated | - | 208/230 | - | - | - | 0.5 | - | D | - | - | - | - | - | - | - | - | - | - | - | - | - | -
J0028 | Kit, Controller, Commercial, Adj TD(6s -20m), 115V,1Ø w/ Door Sw, Roller/Plunger Combo, 1/2HP max | 310 | LPN2/LPV2/STD2/N2 | Accessory | RIB Controller | Unheated | - | 115 | - | - | - | 0.5 | - | A | - | - | - | - | - | - | - | - | - | - | - | - | - | -
J0029 | Kit, Controller, Commercial, Adj TD(6s-20m), 208/230V, 1Ø w/ Door Sw,Roller/Plunger Combo, 1/2HP max | 310 | LPN2/LPV2/STD2/N2 | Accessory | RIB Controller | Unheated | - | 208/230 | - | - | - | 0.5 | - | D | - | - | - | - | - | - | - | - | - | - | - | - | - | -
J0703 | Kit, Controller, Commercial, Adj TD(6s-20m), 115V,1Ø w/Plastic Mag Reed Sw, Surf Mntd, 1HP max | 390 | LPN2/LPV2/STD2/N2 | Accessory | RIB Controller | Unheated | - | 115 | - | - | - | 1 | - | A | - | - | - | - | - | - | - | - | - | - | - | - | - | -
J0704 | Kit, Controller, Commercial, Adj TD(6s-20m) ,208/230V,1Ø w/Plastic Mag Reed Sw, Surf Mntd, 1HP max | 390 | LP2/STD2/N2/HV2/NH2 | Accessory | RIB Controller | Unheated | - | 208/230 | - | - | - | 1 | - | D | - | - | - | - | - | - | - | - | - | - | - | - | - | -
J0705 | Kit, Controller, Commercial, No TD, 115V, 1Ø w/Plastic Mag Reed Sw, Surf Mntd, 1 HP max | 180 | LP2/STD2/N2/HV2/NH2 | Accessory | RIB Controller | Unheated | - | 115 | - | - | - | 1 | - | A | - | - | - | - | - | - | - | - | - | - | - | - | - | -
J0706 | Kit, Controller, Commercial, No TD, 208/230V, 1Ø w/Plastic Mag Reed Sw, Surf Mntd, 1HP max | 180 | LP2/STD2/N2/HV2/NH2 | Accessory | RIB Controller | Unheated | - | 208/230 | - | - | - | 1 | - | D | - | - | - | - | - | - | - | - | - | - | - | - | - | -
J0038 | Kit, Controller, Industrial, Adj TD(6s-20m), 115V,1Ø w/Metal Mag Reed Sw, Surf Mntd, 1/2HP max | 425 | LPN2/LPV2/STD2/N2 | Accessory | RIB Controller | Unheated | - | 115 | - | - | - | 0.5 | - | A | - | - | - | - | - | - | - | - | - | - | - | - | - | -
J0042 | Kit, Controller, Industrial, Adj TD(6s-20m), 208/230V,1Ø w/Metal Mag Reed Sw, Surf Mntd, 1/2HP max | 425 | LPN2/LPV2/STD2/N2 | Accessory | RIB Controller | Unheated | - | 208/230 | - | - | - | 0.5 | - | D | - | - | - | - | - | - | - | - | - | - | - | - | - | -
J0036 | Kit, Controller, Industrial, No TD, 115V,1Ø w/Metal Mag Reed Sw, Surf Mntd, 1/2HP max | 425 | LPN2/LPV2/STD2/N2 | Accessory | RIB Controller | Unheated | - | 115 | - | - | - | 0.5 | - | A | - | - | - | - | - | - | - | - | - | - | - | - | - | -
J0037 | Kit, Controller, Industrial, No TD, 208/230V,1Ø w/Metal Mag Reed Sw, Surf Mntd, 1/2HP max | 425 | LPN2/LPV2/STD2/N2 | Accessory | RIB Controller | Unheated | - | 208/230 | - | - | - | 0.5 | - | D | - | - | - | - | - | - | - | - | - | - | - | - | - | -
J0102 | Kit, Controller, Industrial, Adj TD(6s-20m), 115V,1Ø w/Metal Mag Reed Sw, Floor Mntd, 1/2HP max | 495 | LPN2/LPV2/STD2/N2 | Accessory | RIB Controller | Unheated | - | 115 | - | - | - | 0.5 | - | A | - | - | - | - | - | - | - | - | - | - | - | - | - | -
J0106 | Kit, Controller, Industrial, Adj TD(6s-20m), 208/230V,1Ø w/Metal Mag Reed Sw, Floor Mntd, 1/2HP max | 425 | LPN2/LPV2/STD2/N2 | Accessory | RIB Controller | Unheated | - | 208/230 | - | - | - | 0.5 | - | D | - | - | - | - | - | - | - | - | - | - | - | - | - | -
J0100 | Kit, Controller, Industrial, No TD, 115V,1Ø w/Metal Mag Reed Sw, Floor Mntd, 1/2HP max | 425 | LPN2/LPV2/STD2/N2 | Accessory | RIB Controller | Unheated | - | 115 | - | - | - | 0.5 | - | A | - | - | - | - | - | - | - | - | - | - | - | - | - | -
J0104 | Kit, Controller, Industrial, No TD, 208/230V,1Ø w/Metal Mag Reed Sw, Floor Mntd, 1/2HP max | 425 | LPN2/LPV2/STD2/N2 | Accessory | RIB Controller | Unheated | - | 208/230 | - | - | - | 0.5 | - | D | - | - | - | - | - | - | - | - | - | - | - | - | - | -
J0720 | Kit, Controller, Industrial, Adj TD(6s-20m), 115V,1Ø w/Metal Mag Reed Sw, Surf Mntd, 1HP max | 560 | LPN2/LPV2/STD2/N2 | Accessory | RIB Controller | Unheated | - | 115 | - | - | - | 1 | - | A | - | - | - | - | - | - | - | - | - | - | - | - | - | -
J0721 | Kit, Controller, Industrial, Adj TD(6s-20m), 208/230V,1Ø w/Metal Mag Reed Sw, Surf Mntd, 1HP max | 560 | LP2/STD2/N2/HV2/NH2 | Accessory | RIB Controller | Unheated | - | 208/230 | - | - | - | 1 | - | D | - | - | - | - | - | - | - | - | - | - | - | - | - | -
J0722 | Kit, Controller, Industrial, No TD, 115V,1Ø w/Metal Mag Reed Sw, Surf Mntd, 1HP max | 385 | LP2/STD2/N2/HV2/NH2 | Accessory | RIB Controller | Unheated | - | 115 | - | - | - | 1 | - | A | - | - | - | - | - | - | - | - | - | - | - | - | - | -
J0723 | Kit, Controller, Industrial, No TD, 208/230V,1Ø w/Metal Mag Reed Sw, Surf Mntd, 1HP max | 385 | LP2/STD2/N2/HV2/NH2 | Accessory | RIB Controller | Unheated | - | 208/230 | - | - | - | 1 | - | D | - | - | - | - | - | - | - | - | - | - | - | - | - | -
J0724 | Kit, Controller, Industrial, Adj TD(6s-20m), 115V,1Ø w/Metal Mag Reed Sw, Floor Mntd, 1HP max | 700 | LP2/STD2/N2/HV2/NH2 | Accessory | RIB Controller | Unheated | - | 115 | - | - | - | 1 | - | A | - | - | - | - | - | - | - | - | - | - | - | - | - | -
J0725 | Kit, Controller, Industrial, Adj TD(6s-20m), 208/230V, 1Ø w/Metal Mag Reed Sw, Floor Mntd, 1HP max | 740 | LP2/STD2/N2/HV2/NH2 | Accessory | RIB Controller | Unheated | - | 208/230 | - | - | - | 1 | - | D | - | - | - | - | - | - | - | - | - | - | - | - | - | -
J0726 | Kit, Controller, Industrial, No TD, 115V, 1Ø w/Metal Mag Reed Sw, Floor Mntd, 1HP max | 385 | LP2/STD2/N2/HV2/NH2 | Accessory | RIB Controller | Unheated | - | 115 | - | - | - | 1 | - | A | - | - | - | - | - | - | - | - | - | - | - | - | - | -
J0727 | Kit, Controller, Industrial, No TD, 208/230V, 1Ø w/Metal Mag Reed Sw, Floor Mntd, 1HP max | 385 | LP2/STD2/N2/HV2/NH2 | Accessory | RIB Controller | Unheated | - | 208/230 | - | - | - | 1 | - | D | - | - | - | - | - | - | - | - | - | - | - | - | - | -
J0132 | Kit,Controller,Walk-in Installation,LPV236-72, Adj.TD,115V,w/ Plas. Surface Mntd Mag. Reed Switch, 1/6HP | 105 | LPN2/LPV2 | Accessory | RIB Controller | Unheated | - | 115 | - | - | - | 0.5 | - | A | - | - | - | - | - | - | - | - | - | - | - | - | - | -
J0133 | Kit,Controller,Walk-in Installation,LPV236-72, Adj.TD,208/230V,w/ Plas. Surface Mntd Mag. Reed Switch, 1/6HP | 105 | LPN2/LPV2 | Accessory | RIB Controller | Unheated | - | 208/230 | - | - | - | 0.5 | - | D | - | - | - | - | - | - | - | - | - | - | - | - | - | -
J0032 | Kit, Controller,Walk-in Installation,LPV236-72, No TD,115V,w/ Plas. Surface Mntd Mag. Reed Switch, 1/6HP | 230 | LPN2/LPV2 | Accessory | RIB Controller | Unheated | - | 115 | - | - | - | 0.5 | - | A | - | - | - | - | - | - | - | - | - | - | - | - | - | -
J0033 | Kit,Controller,Walk-in Installation,LPV236-72, No TD,208/230V,w/ Plas. Surface Mntd Mag. Reed Switch, 1/6HP | 230 | LPN2/LPV2 | Accessory | RIB Controller | Unheated | - | 208/230 | - | - | - | 0.5 | - | D | - | - | - | - | - | - | - | - | - | - | - | - | - | -
Disconnects
99-008-05 | Switch, Disconnect, Fused, 240v, 5A, 3 Pole, NEMA 3R Enclosure (Rmt Mntd By Others) | 935 | All | Accessory | Disconnect | All | - | 115/208/230 | 208/230 | 50/60 | - | - | - | - | - | - | - | - | - | - | - | - | - | - | - | UL/CSA | - | -
99-008-10 | Switch, Disconnect, Fused, 240v, 10A, 3 Pole, NEMA 3R Enclosure (Rmt Mntd By Others) | 935 | All | Accessory | Disconnect | All | - | 115/208/230 | 208/230 | 50/60 | - | - | - | - | - | - | - | - | - | - | - | - | - | - | - | UL/CSA | - | -
99-008-15 | Switch, Disconnect, Fused, 240v, 15A, 3 Pole, NEMA 3R Enclosure (Rmt Mntd By Others) | 935 | All | Accessory | Disconnect | All | - | 115/208/230 | 208/230 | 50/60 | - | - | - | - | - | - | - | - | - | - | - | - | - | - | - | UL/CSA | - | -
99-008-20 | Switch, Disconnect, Fused, 240v, 20A, 3 Pole, NEMA 3R Enclosure (Rmt Mntd By Others) | 935 | All | Accessory | Disconnect | All | - | 115/208/230 | 208/230 | 50/60 | - | - | - | - | - | - | - | - | - | - | - | - | - | - | - | UL/CSA | - | -
99-008-25 | Switch, Disconnect, Fused, 240v, 25A, 3 Pole, NEMA 3R Enclosure (Rmt Mntd By Others) | 935 | All | Accessory | Disconnect | All | - | 115/208/230 | 208/230 | 50/60 | - | - | - | - | - | - | - | - | - | - | - | - | - | - | - | UL/CSA | - | -
99-008-30 | Switch, Disconnect, Fused, 240v, 30A, 3 Pole, NEMA 3R Enclosure (Rmt Mntd By Others) | 935 | All | Accessory | Disconnect | All | - | 115/208/230 | 208/230 | 50/60 | - | - | - | - | - | - | - | - | - | - | - | - | - | - | - | UL/CSA | - | -
99-009-35 | Switch, Disconnect, Fused, 240v, 35A, 3 Pole, NEMA 3R Enclosure (Rmt Mntd By Others) | 935 | All | Accessory | Disconnect | All | - | 115/208/230 | 208/230 | 50/60 | - | - | - | - | - | - | - | - | - | - | - | - | - | - | - | UL/CSA | - | -
99-009-40 | Switch, Disconnect, Fused, 240v, 40A, 3 Pole, NEMA 3R Enclosure (Rmt Mntd By Others) | 935 | All | Accessory | Disconnect | All | - | 115/208/230 | 208/230 | 50/60 | - | - | - | - | - | - | - | - | - | - | - | - | - | - | - | UL/CSA | - | -
99-009-45 | Switch, Disconnect, Fused, 240v, 45A, 3 Pole, NEMA 3R Enclosure (Rmt Mntd By Others) | 935 | All | Accessory | Disconnect | All | - | 115/208/230 | 208/230 | 50/60 | - | - | - | - | - | - | - | - | - | - | - | - | - | - | - | UL/CSA | - | -
99-009-50 | Switch, Disconnect, Fused, 240v, 50A, 3 Pole, NEMA 3R Enclosure (Rmt Mntd By Others) | 935 | All | Accessory | Disconnect | All | - | 115/208/230 | 208/230 | 50/60 | - | - | - | - | - | - | - | - | - | - | - | - | - | - | - | UL/CSA | - | -
99-009-60 | Switch, Disconnect, Fused, 240v, 60A, 3 Pole, NEMA 3R Enclosure (Rmt Mntd By Others) | 935 | All | Accessory | Disconnect | All | - | 115/208/230 | 208/230 | 50/60 | - | - | - | - | - | - | - | - | - | - | - | - | - | - | - | UL/CSA | - | -
99-130-70 | Switch, Disconnect, Fused, 240v, 70A, 3 Pole, NEMA 3R Enclosure (Rmt Mntd By Others) | 1500 | All | Accessory | Disconnect | All | - | 115/208/230 | 208/230 | 50/60 | - | - | - | - | - | - | - | - | - | - | - | - | - | - | - | UL/CSA | - | -
99-130-80 | Switch, Disconnect, Fused, 240v, 80A, 3 Pole, NEMA 3R Enclosure (Rmt Mntd By Others) | 1500 | All | Accessory | Disconnect | All | - | 115/208/230 | 208/230 | 50/60 | - | - | - | - | - | - | - | - | - | - | - | - | - | - | - | UL/CSA | - | -
99-130-90 | Switch, Disconnect, Fused, 240v, 90A, 3 Pole, NEMA 3R Enclosure (Rmt Mntd By Others) | 1500 | All | Accessory | Disconnect | All | - | 115/208/230 | 208/230 | 50/60 | - | - | - | - | - | - | - | - | - | - | - | - | - | - | - | UL/CSA | - | -
99-130-100 | Switch, Disconnect, Fused, 240v, 100A, 3 Pole, NEMA 3R Enclosure (Rmt Mntd By Others) | 1500 | All | Accessory | Disconnect | All | - | 115/208/230 | 208/230 | 50/60 | - | - | - | - | - | - | - | - | - | - | - | - | - | - | - | UL/CSA | - | -
99-010-05 | Switch, Disconnect, Fused, 600v, 5A, 3 Pole, NEMA 3R Enclosure (Rmt Mntd By Others) | 1580 | All | Accessory | Disconnect | All | - | - | All | 50/60 | - | - | - | - | - | - | - | - | - | - | - | - | - | - | - | UL/CSA | - | -
99-010-10 | Switch, Disconnect, Fused, 600v, 10A, 3 Pole, NEMA 3R Enclosure (Rmt Mntd By Others) | 1580 | All | Accessory | Disconnect | All | - | - | All | 50/60 | - | - | - | - | - | - | - | - | - | - | - | - | - | - | - | UL/CSA | - | -
99-010-15 | Switch, Disconnect, Fused, 600v, 15A, 3 Pole, NEMA 3R Enclosure (Rmt Mntd By Others) | 1580 | All | Accessory | Disconnect | All | - | - | All | 50/60 | - | - | - | - | - | - | - | - | - | - | - | - | - | - | - | UL/CSA | - | -
99-010-20 | Switch, Disconnect, Fused, 600v, 20A, 3 Pole, NEMA 3R Enclosure (Rmt Mntd By Others) | 1580 | All | Accessory | Disconnect | All | - | - | All | 50/60 | - | - | - | - | - | - | - | - | - | - | - | - | - | - | - | UL/CSA | - | -
99-010-25 | Switch, Disconnect, Fused, 600v, 25A, 3 Pole, NEMA 3R Enclosure (Rmt Mntd By Others) | 1580 | All | Accessory | Disconnect | All | - | - | All | 50/60 | - | - | - | - | - | - | - | - | - | - | - | - | - | - | - | UL/CSA | - | -
99-010-30 | Switch, Disconnect, Fused, 600v, 30A, 3 Pole, NEMA 3R Enclosure (Rmt Mntd By Others) | 1580 | All | Accessory | Disconnect | All | - | - | All | 50/60 | - | - | - | - | - | - | - | - | - | - | - | - | - | - | - | UL/CSA | - | -
99-011-35 | Switch, Disconnect, Fused, 600v, 35A, 3 Pole, NEMA 3R Enclosure (Rmt Mntd By Others) | 1750 | All | Accessory | Disconnect | All | - | - | All | 50/60 | - | - | - | - | - | - | - | - | - | - | - | - | - | - | - | UL/CSA | - | -
99-011-40 | Switch, Disconnect, Fused, 600v, 40A, 3 Pole, NEMA 3R Enclosure (Rmt Mntd By Others) | 1750 | All | Accessory | Disconnect | All | - | - | All | 50/60 | - | - | - | - | - | - | - | - | - | - | - | - | - | - | - | UL/CSA | - | -
99-011-45 | Switch, Disconnect, Fused, 600v, 45A, 3 Pole, NEMA 3R Enclosure (Rmt Mntd By Others) | 1750 | All | Accessory | Disconnect | All | - | - | All | 50/60 | - | - | - | - | - | - | - | - | - | - | - | - | - | - | - | UL/CSA | - | -
99-011-50 | Switch, Disconnect, Fused, 600v, 50A, 3 Pole, NEMA 3R Enclosure (Rmt Mntd By Others) | 1750 | All | Accessory | Disconnect | All | - | - | All | 50/60 | - | - | - | - | - | - | - | - | - | - | - | - | - | - | - | UL/CSA | - | -
99-011-60 | Switch, Disconnect, Fused, 600v, 60A, 3 Pole, NEMA 3R Enclosure (Rmt Mntd By Others) | 1750 | All | Accessory | Disconnect | All | - | - | All | 50/60 | - | - | - | - | - | - | - | - | - | - | - | - | - | - | - | UL/CSA | - | -
99-153-05 | Switch, Disconnect, Fused, 240v, 5A, 3 Pole, NEMA 1 (Pnl/Unit Mntd) | 1035 | All | Accessory | Disconnect | All | - | 115/208/230 | 208/230 | 50/60 | - | - | - | - | - | - | - | - | - | - | - | - | - | - | - | UL/CSA | - | -
99-153-10 | Switch, Disconnect, Fused, 240v, 10A, 3 Pole, NEMA 1 (Pnl/Unit Mntd) | 1035 | All | Accessory | Disconnect | All | - | 115/208/230 | 208/230 | 50/60 | - | - | - | - | - | - | - | - | - | - | - | - | - | - | - | UL/CSA | - | -
99-153-15 | Switch, Disconnect, Fused, 240v, 15A, 3 Pole, NEMA 1 (Pnl/Unit Mntd) | 1035 | All | Accessory | Disconnect | All | - | 115/208/230 | 208/230 | 50/60 | - | - | - | - | - | - | - | - | - | - | - | - | - | - | - | UL/CSA | - | -
99-153-20 | Switch, Disconnect, Fused, 240v, 20A, 3 Pole, NEMA 1 (Pnl/Unit Mntd) | 1035 | All | Accessory | Disconnect | All | - | 115/208/230 | 208/230 | 50/60 | - | - | - | - | - | - | - | - | - | - | - | - | - | - | - | UL/CSA | - | -
99-153-25 | Switch, Disconnect, Fused, 240v, 25A, 3 Pole, NEMA 1 (Pnl/Unit Mntd) | 1035 | All | Accessory | Disconnect | All | - | 115/208/230 | 208/230 | 50/60 | - | - | - | - | - | - | - | - | - | - | - | - | - | - | - | UL/CSA | - | -
99-153-30 | Switch, Disconnect, Fused, 240v, 30A, 3 Pole, NEMA 1 (Pnl/Unit Mntd) | 1035 | All | Accessory | Disconnect | All | - | 115/208/230 | 208/230 | 50/60 | - | - | - | - | - | - | - | - | - | - | - | - | - | - | - | UL/CSA | - | -
99-154-35 | Switch, Disconnect, Fused, 240v, 35A, 3 Pole, NEMA 1 (Pnl/Unit Mntd) | 1175 | All | Accessory | Disconnect | All | - | 115/208/230 | 208/230 | 50/60 | - | - | - | - | - | - | - | - | - | - | - | - | - | - | - | UL/CSA | - | -
99-154-40 | Switch, Disconnect, Fused, 240v, 40A, 3 Pole, NEMA 1 (Pnl/Unit Mntd) | 1175 | All | Accessory | Disconnect | All | - | 115/208/230 | 208/230 | 50/60 | - | - | - | - | - | - | - | - | - | - | - | - | - | - | - | UL/CSA | - | -
99-154-45 | Switch, Disconnect, Fused, 240v, 45A, 3 Pole, NEMA 1 (Pnl/Unit Mntd) | 1175 | All | Accessory | Disconnect | All | - | 115/208/230 | 208/230 | 50/60 | - | - | - | - | - | - | - | - | - | - | - | - | - | - | - | UL/CSA | - | -
99-154-50 | Switch, Disconnect, Fused, 240v, 50A, 3 Pole, NEMA 1 (Pnl/Unit Mntd) | 1175 | All | Accessory | Disconnect | All | - | 115/208/230 | 208/230 | 50/60 | - | - | - | - | - | - | - | - | - | - | - | - | - | - | - | UL/CSA | - | -
99-154-60 | Switch, Disconnect, Fused, 240v, 60A, 3 Pole, NEMA 1 (Pnl/Unit Mntd) | 1175 | All | Accessory | Disconnect | All | - | 115/208/230 | 208/230 | 50/60 | - | - | - | - | - | - | - | - | - | - | - | - | - | - | - | UL/CSA | - | -
99-144-05 | Kit, Switch, Disconnect, Fused, 600v, 5A, 3 Pole, NEMA 1 (Pnl/Unit Mntd) | 875 | All | Accessory | Disconnect | All | - | - | All | 50/60 | - | - | - | - | - | - | - | - | - | - | - | - | - | - | - | UL/CSA | - | -
99-144-10 | Kit, Switch, Disconnect, Fused, 600v, 10A, 3 Pole, NEMA 1 (Pnl/Unit Mntd) | 875 | All | Accessory | Disconnect | All | - | - | All | 50/61 | - | - | - | - | - | - | - | - | - | - | - | - | - | - | - | UL/CSA | - | -
99-144-15 | Kit, Switch, Disconnect, Fused, 600v, 15A, 3 Pole, NEMA 1 (Pnl/Unit Mntd) | 875 | All | Accessory | Disconnect | All | - | - | All | 50/62 | - | - | - | - | - | - | - | - | - | - | - | - | - | - | - | UL/CSA | - | -
99-144-20 | Kit, Switch, Disconnect, Fused, 600v, 20A, 3 Pole, NEMA 1 (Pnl/Unit Mntd) | 875 | All | Accessory | Disconnect | All | - | - | All | 50/63 | - | - | - | - | - | - | - | - | - | - | - | - | - | - | - | UL/CSA | - | -
99-144-25 | Kit, Switch, Disconnect, Fused, 600v, 25A, 3 Pole, NEMA 1 (Pnl/Unit Mntd) | 875 | All | Accessory | Disconnect | All | - | - | All | 50/64 | - | - | - | - | - | - | - | - | - | - | - | - | - | - | - | UL/CSA | - | -
99-144-30 | Kit, Switch, Disconnect, Fused, 600v, 30A, 3 Pole, NEMA 1 (Pnl/Unit Mntd) | 875 | All | Accessory | Disconnect | All | - | - | All | 50/65 | - | - | - | - | - | - | - | - | - | - | - | - | - | - | - | UL/CSA | - | -
99-145-35 | Kit, Switch, Disconnect, Fused, 600v, 35A, 3 Pole, NEMA 1 (Pnl/Unit Mntd) | 1075 | All | Accessory | Disconnect | All | - | - | All | 50/60 | - | - | - | - | - | - | - | - | - | - | - | - | - | - | - | UL/CSA | - | -
99-145-40 | Kit, Switch, Disconnect, Fused, 600v, 40A, 3 Pole, NEMA 1 (Pnl/Unit Mntd) | 1075 | All | Accessory | Disconnect | All | - | - | All | 50/60 | - | - | - | - | - | - | - | - | - | - | - | - | - | - | - | UL/CSA | - | -
99-145-45 | Kit, Switch, Disconnect, Fused, 600v, 45A, 3 Pole, NEMA 1 (Pnl/Unit Mntd) | 1075 | All | Accessory | Disconnect | All | - | - | All | 50/60 | - | - | - | - | - | - | - | - | - | - | - | - | - | - | - | UL/CSA | - | -
99-145-50 | Kit, Switch, Disconnect, Fused, 600v, 50A, 3 Pole, NEMA 1 (Pnl/Unit Mntd) | 1075 | All | Accessory | Disconnect | All | - | - | All | 50/60 | - | - | - | - | - | - | - | - | - | - | - | - | - | - | - | UL/CSA | - | -
99-145-40 | Kit, Switch, Disconnect, Fused, 600v, 60A, 3 Pole, NEMA 1 (Pnl/Unit Mntd) | 1075 | All | Accessory | Disconnect | All | - | - | All | 50/60 | - | - | - | - | - | - | - | - | - | - | - | - | - | - | - | UL/CSA | - | -
99-176 | Switch, Disconnect, Non-Fused, 600v, 20A, 3 Pole, NEMA 1 (Rmt Mntd By Others) | 700 | All | Accessory | Disconnect | All | - | - | All | 50/60 | - | - | - | - | - | - | - | - | - | - | - | - | - | - | - | UL/CSA | - | -
99-122 | Switch, Disconnect, Non-Fused, 600v, 32A, 3 Pole, NEMA 1 (Rmt Mntd By Others) | 700 | All | Accessory | Disconnect | All | - | - | All | 50/60 | - | - | - | - | - | - | - | - | - | - | - | - | - | - | - | UL/CSA | - | -
99-123 | Switch, Disconnect, Non-Fused, 600v, 80A, 3 Pole, NEMA 1 (Rmt Mntd By Others) | 1000 | All | Accessory | Disconnect | All | - | - | All | 50/60 | - | - | - | - | - | - | - | - | - | - | - | - | - | - | - | UL/CSA | - | -
99-153 | Switch, Disconnect, Non-Fused, 240v, 30A, 3 Pole, NEMA 1 (Pnl/Unit Mntd) | 700 | All | Accessory | Disconnect | All | - | 115/208/230 | 208/230 | 50/60 | - | - | - | - | - | - | - | - | - | - | - | - | - | - | - | UL/CSA | - | -
99-154 | Switch, Disconnect, Non-Fused, 240v, 60A, 3 Pole, NEMA 1 (Pnl/Unit Mntd) | 700 | All | Accessory | Disconnect | All | - | 115/208/230 | 208/230 | 50/60 | - | - | - | - | - | - | - | - | - | - | - | - | - | - | - | UL/CSA | - | -
99-165 | Switch, Disconnect, Non-Fused, 600v, 20A, 3 Pole, NEMA 1 (Pnl/Unit Mntd) | 700 | All | Accessory | Disconnect | All | - | - | All | 50/60 | - | - | - | - | - | - | - | - | - | - | - | - | - | - | - | UL/CSA | - | -
99-144 | Switch, Disconnect, Non-Fused, 600v, 32A, 3 Pole, NEMA 1 (Pnl/Unit Mntd) | 700 | All | Accessory | Disconnect | All | - | - | All | 50/60 | - | - | - | - | - | - | - | - | - | - | - | - | - | - | - | UL/CSA | - | -
99-145 | Switch, Disconnect, Non-Fused, 600v, 60A, 3 Pole, NEMA 1 (Pnl/Unit Mntd) | 700 | All | Accessory | Disconnect | All | - | - | All | 50/60 | - | - | - | - | - | - | - | - | - | - | - | - | - | - | - | UL/CSA | - | -
99-127 | Switch, Disconnect, Non-Fused, 600v, 100A, 3 Pole, NEMA 1 (Pnl/Unit Mntd) | 1000 | All | Accessory | Disconnect | All | - | - | All | 50/60 | - | - | - | - | - | - | - | - | - | - | - | - | - | - | - | UL/CSA | - | -
99-143 | Switch, Disconnect, Non-Fused, 600v, 125A, 3 Pole, NEMA 1 (Pnl/Unit Mntd) | 1000 | All | Accessory | Disconnect | All | - | - | All | 50/60 | - | - | - | - | - | - | - | - | - | - | - | - | - | - | - | UL/CSA | - | -
Thermostats
99-063 | Thermostat, 801, Line Voltage, Up to 250V, Analog, Single Stage, Single Pole | 130 | All | Accessory | Thermostats | All | - | - | - | - | - | - | - | - | - | - | - | - | - | - | - | - | - | - | - | - | - | -
99-064 | Thermostat, 802, Line Voltage, Up to 250V, Analog, Two Stage, Double Pole | 125 | All | Accessory | Thermostats | All | - | - | - | - | - | - | - | - | - | - | - | - | - | - | - | - | - | - | - | - | - | -
99-264 | Thermostat, 9200H, 24 Volt, Analog, Single Pole, R.G.W.Y.B.O. | 115 | All | Accessory | Thermostats | All | - | - | - | - | - | - | - | - | - | - | - | - | - | - | - | - | - | - | - | - | - | -
99-277 | Thermostat, IC20-101, 24 Volt, Analog, Single Pole, R.W. | 95 | PLV2 | Accessory | Thermostats | Electric | - | - | - | - | - | - | - | - | - | - | - | - | - | - | - | - | - | - | - | - | - | -
99-263 | Thermostat, RS4110, 24 Volt, Digital, Single Pole, R.G.W.Y.B.O., Battery Power | 115 | All | Accessory | Thermostats | IDF | - | - | - | - | - | - | - | - | - | - | - | - | - | - | - | - | - | - | - | - | - | -
Vibration Isolation
K0501 | Kit, Vibration Isolation, 30N-B-138, White Springs (Qty: 4) | 855 | Multiple | Accessory | Vibration Isolation | Multiple | - | - | - | - | - | - | - | - | - | - | - | - | - | - | - | - | - | - | - | - | - | -
K0552 | Kit, Vibration Isolation, 30N-B-138, White Springs (Qty: 4), 30N-B-278, Purple Springs (Qty: 2) | 1110 | Multiple | Accessory | Vibration Isolation | Multiple | - | - | - | - | - | - | - | - | - | - | - | - | - | - | - | - | - | - | - | - | - | -
K0553 | Kit, Vibration Isolation, 30N-B-138, White Springs (Qty: 8) | 1275 | Multiple | Accessory | Vibration Isolation | Multiple | - | - | - | - | - | - | - | - | - | - | - | - | - | - | - | - | - | - | - | - | - | -
K0502 | Kit, Vibration Isolation, 30N-B-278, Purple Springs (Qty: 4) | 855 | Multiple | Accessory | Vibration Isolation | Multiple | - | - | - | - | - | - | - | - | - | - | - | - | - | - | - | - | - | - | - | - | - | -
K0561 | Kit, Vibration Isolation, 30N-B-278, Purple Springs (Qty: 8) | 1275 | Multiple | Accessory | Vibration Isolation | Multiple | - | - | - | - | - | - | - | - | - | - | - | - | - | - | - | - | - | - | - | - | - | -
K0503 | Kit, Vibration Isolation, 30N-B-410, Black Springs (Qty: 4) | 855 | Multiple | Accessory | Vibration Isolation | Multiple | - | - | - | - | - | - | - | - | - | - | - | - | - | - | - | - | - | - | - | - | - | -
K0571 | Kit, Vibration Isolation, 30N-B-410, Black Springs (Qty: 4), 30N-B-138, White Springs (Qty: 6) | 1680 | Multiple | Accessory | Vibration Isolation | Multiple | - | - | - | - | - | - | - | - | - | - | - | - | - | - | - | - | - | - | - | - | - | -
K0572 | Kit, Vibration Isolation, 30N-B-410, Black Springs, (Qty: 4), 30N-B-278, Purple Springs, (Qty: 6) | 1680 | Multiple | Accessory | Vibration Isolation | Multiple | - | - | - | - | - | - | - | - | - | - | - | - | - | - | - | - | - | - | - | - | - | -
K0101 | Kit, Vibration Isolation, HS-X-23, Brown Springs (Qty: 2) | 160 | Multiple | Accessory | Vibration Isolation | Multiple | - | - | - | - | - | - | - | - | - | - | - | - | - | - | - | - | - | - | - | - | - | -
K0102 | Kit, Vibration Isolation, HS-X-23, Brown Springs (Qty: 4) | 300 | Multiple | Accessory | Vibration Isolation | Multiple | - | - | - | - | - | - | - | - | - | - | - | - | - | - | - | - | - | - | - | - | - | -
K0103 | Kit, Vibration Isolation, HS-X-23, Brown Springs (Qty: 6) | 450 | Multiple | Accessory | Vibration Isolation | Multiple | - | - | - | - | - | - | - | - | - | - | - | - | - | - | - | - | - | - | - | - | - | -
K0104 | Kit, Vibration Isolation, HS-X-33, Red Springs (Qty: 2) | 160 | Multiple | Accessory | Vibration Isolation | Multiple | - | - | - | - | - | - | - | - | - | - | - | - | - | - | - | - | - | - | - | - | - | -
K0105 | Kit, Vibration Isolation, HS-X-33, Red Springs (Qty: 4) | 360 | Multiple | Accessory | Vibration Isolation | Multiple | - | - | - | - | - | - | - | - | - | - | - | - | - | - | - | - | - | - | - | - | - | -
K0108 | Kit, Vibration Isolation, HS-X-54, White Springs (Qty: 4) | 360 | Multiple | Accessory | Vibration Isolation | Multiple | - | - | - | - | - | - | - | - | - | - | - | - | - | - | - | - | - | - | - | - | - | -
K0109 | Kit, Vibration Isolation, HS-X-54, White Springs (Qty: 6) | 450 | Multiple | Accessory | Vibration Isolation | Multiple | - | - | - | - | - | - | - | - | - | - | - | - | - | - | - | - | - | - | - | - | - | -
K0111 | Kit, Vibration Isolation, HS-X-54, White Springs (Qty: 6) | 450 | Multiple | Accessory | Vibration Isolation | Multiple | - | - | - | - | - | - | - | - | - | - | - | - | - | - | - | - | - | - | - | - | - | -
K0581 | Kit, Vibration Isolation, HS-X-54, White Springs, (Qty: 4), 30N-B-138, White Springs, (Qty: 2) | 450 | Multiple | Accessory | Vibration Isolation | Multiple | - | - | - | - | - | - | - | - | - | - | - | - | - | - | - | - | - | - | - | - | - | -
K0110 | Kit, Vibration Isolation, HS-X-76, Black Springs (Qty: 4) | 575 | Multiple | Accessory | Vibration Isolation | Multiple | - | - | - | - | - | - | - | - | - | - | - | - | - | - | - | - | - | - | - | - | - | -
K0112 | Kit, Vibration Isolation, HS-X-76, Black Springs (Qty: 4) | 575 | Multiple | Accessory | Vibration Isolation | Multiple | - | - | - | - | - | - | - | - | - | - | - | - | - | - | - | - | - | - | - | - | - | -
K0592 | Kit, Vibration Isolation, HS-X-76, Black Springs, (Qty: 4), 30N-B-138, Red Springs, (Qty: 4) | 700 | Multiple | Accessory | Vibration Isolation | Multiple | - | - | - | - | - | - | - | - | - | - | - | - | - | - | - | - | - | - | - | - | - | -
K0586 | Kit, Vibration Isolation, HS-X-76, Black Springs, (Qty: 4), 30N-B-138, White Springs, (Qty: 2) | 640 | Multiple | Accessory | Vibration Isolation | Multiple | - | - | - | - | - | - | - | - | - | - | - | - | - | - | - | - | - | - | - | - | - | -
K0587 | Kit, Vibration Isolation, HS-X-76, Black Springs, (Qty: 4), 30N-B-138, White Springs, (Qty: 4) | 700 | Multiple | Accessory | Vibration Isolation | Multiple | - | - | - | - | - | - | - | - | - | - | - | - | - | - | - | - | - | - | - | - | - | -
K0585 | Kit, Vibration Isolation, HS-X-76, Black Springs, (Qty: 4), 30N-B-278, Purple Springs, (Qty: 2) | 750 | Multiple | Accessory | Vibration Isolation | Multiple | - | - | - | - | - | - | - | - | - | - | - | - | - | - | - | - | - | - | - | - | - | -
K0591 | Kit, Vibration Isolation, HS-X-76, Black Springs, (Qty: 4), 30N-B-410, Black Springs, (Qty: 2) | 825 | Multiple | Accessory | Vibration Isolation | Multiple | - | - | - | - | - | - | - | - | - | - | - | - | - | - | - | - | - | - | - | - | - | -